## General
Annualised capital costs
Interest Rate | 0.015
Note on B2: revins: Why can't this be hard coded?
Note on A4: revins: Allow custom constraints to be defined

## Capacities
Name | PV | WT | Diesel generator | Li-ion | Dummy_Renewable
Units | kW | kW | kW | kWh | kW
Type | Continuous | Continuous | Continuous | Continuous | Continuous
Options
Lower bound | 0 | 0 | 0 | 0 | 0
Upper bound | 9999999999 | 9999999999 | 9999999999 | 9999999999 | 9999999999

## Converters
name | Diesel generator | PV | WT | Dummy_Renewable
capacity | Diesel generator | PV | WT | Dummy_Renewable
fixed capital cost
capital cost | 450 | 1606 | 2096 | 0
annual maintenance cost |  | 0.0031336 | 0.0064281
usage maintenance cost | 0.01 | 0.01 | 0.01 | 0
efficiency | 0.46 | 1 | 1 | 1
lifetime | 25 | 25 | 25 | 9999
output_ratio
min_load
inputs | Diesel | Irradiation | Wind | Renewable
outputs | Elec | Renewable | Renewable | Elec
Note on A3: Assume that this means the max capacity

## Storages
name | Li-ion
stream | Renewable
capacity | Li-ion
cost | 270
annual_maintenance_cost
fixed_capital_cost
lifetime | 11.5
ch_eff | 0.81
disch_eff | 0.81
decay | 0.001
max_charge | 0.9
max_discharge | 0.9
min_state | 0.01

## Streams
Name | Elec | Irradiation | Wind | Diesel | Renewable
Can import |  | 1 | 1 | 1
can export |  |  |  |  | 0
Time series |  | Irradiation | Wind
Price | 0 | 0 | 0 | 0.05 | 0
Export Price | 0 | 0 | 0 | 0 | 0
CO2 | 0 | 0 | 0 | 0.268 | 0
CO2 credit | 0 | 0 | 0 |  | 0
Note on B5: revins: No value = no bound
Note on C5: revins: References time series

## Time series
Time series ID | Elec | Irradiation | Wind
Type | Demand | Source | Source
Stream | Elec | Irradiation | Wind
Node
Units | kW | kW | kW
Source
Data | 30.3968 | 0 | 0.086
| 40.4561 | 0 | 0.09
| 59.7001 | 0 | 0.101
| 47.8913 | 0 | 0.114
| 116.776 | 0 | 0.127
| 140.831 | 0 | 0.167
| 149.5783 | 0 | 0.248
| 218.463 | 0 | 0.251
| 245.1422 | 0.009 | 0.232
| 136.4574 | 0.026 | 0.233
| 148.4849 | 0.035 | 0.26
| 128.1475 | 0.046 | 0.295
| 139.0815 | 0.045 | 0.302
| 142.5804 | 0.026 | 0.315
| 289.9719 | 0.009 | 0.336
| 302.4367 | 0 | 0.354
| 107.8101 | 0 | 0.384
| 53.1396 | 0 | 0.364
| 99.2815 | 0 | 0.367
| 88.5661 | 0 | 0.4
| 87.91 | 0 | 0.407
| 35.4264 | 0 | 0.442
| 41.1122 | 0 | 0.491
| 29.7407 | 0 | 0.526
| 36.7385 | 0 | 0.514
| 58.1693 | 0 | 0.464
| 90.7529 | 0 | 0.341
| 111.5276 | 0 | 0.248
| 121.3683 | 0 | 0.21
| 113.7145 | 0 | 0.139
| 137.7694 | 0 | 0.103
| 111.5276 | 0 | 0.063
| 187.1915 | 0.001 | 0.047
| 110.8716 | 0.009 | 0.031
| 114.3705 | 0.022 | 0.03
| 83.5364 | 0.035 | 0.037
| 73.6957 | 0.039 | 0.048
| 58.388 | 0.034 | 0.066
| 75.0078 | 0.012 | 0.08
| 62.7616 | 0 | 0.101
| 87.4727 | 0 | 0.132
| 152.6398 | 0 | 0.146
| 126.8354 | 0 | 0.147
| 118.7441 | 0 | 0.144
| 100.3749 | 0 | 0.13
| 39.5814 | 0 | 0.099
| 41.3308 | 0 | 0.062
| 33.677 | 0 | 0.055
| 28.2099 | 0 | 0.074
| 35.4264 | 0 | 0.087
| 25.1484 | 0 | 0.117
| 41.9869 | 0 | 0.123
| 35.2077 | 0 | 0.118
| 24.711 | 0 | 0.109
| 24.9297 | 0 | 0.1
| 110.4342 | 0 | 0.084
| 226.3355 | 0.044 | 0.068
| 125.3046 | 0.155 | 0.058
| 116.9947 | 0.271 | 0.045
| 116.3386 | 0.359 | 0.046
| 80.2562 | 0.407 | 0.045
| 61.0122 | 0.302 | 0.047
| 35.8638 | 0.128 | 0.046
| 38.9253 | 0.001 | 0.05
| 260.0125 | 0 | 0.049
| 111.5276 | 0 | 0.043
| 103.4364 | 0 | 0.034
| 126.1793 | 0 | 0.028
| 99.5002 | 0 | 0.035
| 46.1418 | 0 | 0.047
| 49.4221 | 0 | 0.036
| 50.0781 | 0 | 0.027
| 36.5198 | 0 | 0.021
| 62.543 | 0 | 0.011
| 73.6957 | 0 | 0.009
| 68.4474 | 0 | 0.009
| 87.254 | 0 | 0.009
| 121.1496 | 0 | 0.01
| 168.6036 | 0 | 0.011
| 170.353 | 0.002 | 0.015
| 125.9606 | 0.106 | 0.013
| 107.154 | 0.238 | 0.008
| 34.7704 | 0.377 | 0.004
| 45.9231 | 0.431 | 0.002
| 97.7507 | 0.476 | 0.001
| 50.5155 | 0.373 | 0
| 35.6451 | 0.16 | 0
| 24.4923 | 0.001 | 0.001
| 84.4111 | 0 | 0.002
| 96.2199 | 0 | 0.005
| 67.354 | 0 | 0.007
| 72.3836 | 0 | 0.01
| 68.2287 | 0 | 0.017
| 62.9803 | 0 | 0.024
| 29.9594 | 0 | 0.031
| 30.8341 | 0 | 0.042
| 31.4902 | 0 | 0.054
| 24.4923 | 0 | 0.055
| 28.866 | 0 | 0.054
| 49.2034 | 0 | 0.061
| 48.9847 | 0 | 0.073
| 39.8001 | 0 | 0.08
| 156.3574 | 0 | 0.084
| 137.9881 | 0.004 | 0.084
| 172.3211 | 0.195 | 0.085
| 137.9881 | 0.391 | 0.084
| 127.054 | 0.506 | 0.074
| 152.4211 | 0.543 | 0.067
| 107.8101 | 0.499 | 0.054
| 34.9891 | 0.286 | 0.065
| 30.3968 | 0.099 | 0.088
| 27.1165 | 0 | 0.114
| 66.4792 | 0 | 0.137
| 58.6067 | 0 | 0.156
| 105.4046 | 0 | 0.17
| 45.7045 | 0 | 0.163
| 46.3605 | 0 | 0.151
| 36.7385 | 0 | 0.134
| 24.711 | 0 | 0.121
| 26.8978 | 0 | 0.122
| 30.1781 | 0 | 0.11
| 24.9297 | 0 | 0.1
| 28.866 | 0 | 0.094
| 45.0484 | 0 | 0.102
| 39.5814 | 0 | 0.115
| 120.0562 | 0 | 0.118
| 109.7782 | 0 | 0.112
| 165.7607 | 0 | 0.104
| 152.4211 | 0.031 | 0.094
| 103.6551 | 0.095 | 0.083
| 96.0013 | 0.156 | 0.096
| 81.7869 | 0.153 | 0.103
| 77.1946 | 0.092 | 0.084
| 60.5748 | 0.047 | 0.067
| 71.0715 | 0.014 | 0.057
| 66.2605 | 0 | 0.05
| 84.1924 | 0 | 0.053
| 144.9859 | 0 | 0.065
| 97.7507 | 0 | 0.086
| 78.288 | 0 | 0.104
| 92.2837 | 0 | 0.118
| 80.6935 | 0 | 0.133
| 42.6429 | 0 | 0.172
| 29.522 | 0 | 0.171
| 34.333 | 0 | 0.179
| 30.6154 | 0 | 0.245
| 24.711 | 0 | 0.176
| 24.4923 | 0 | 0.152
| 94.4705 | 0 | 0.146
| 113.7145 | 0 | 0.153
| 109.1222 | 0 | 0.203
| 160.075 | 0 | 0.233
| 134.9266 | 0.024 | 0.218
| 167.0728 | 0.075 | 0.22
| 83.099 | 0.12 | 0.215
| 67.5726 | 0.143 | 0.216
| 48.9847 | 0.103 | 0.179
| 89.6595 | 0.046 | 0.119
| 68.01 | 0.011 | 0.117
| 73.9144 | 0 | 0.093
| 78.9441 | 0 | 0.101
| 109.7782 | 0 | 0.123
| 83.7551 | 0 | 0.185
| 84.4111 | 0 | 0.231
| 39.5814 | 0 | 0.2
| 25.3671 | 0 | 0.209
| 29.522 | 0 | 0.191
| 25.1484 | 0 | 0.202
| 24.711 | 0 | 0.183
| 41.7682 | 0 | 0.163
| 59.2627 | 0 | 0.16
| 70.4155 | 0 | 0.175
| 57.9506 | 0 | 0.178
| 45.9231 | 0 | 0.198
| 0 | 0 | 0.241
| 201.1871 | 0 | 0.266
| 142.7991 | 0.007 | 0.281
| 121.1496 | 0.024 | 0.275
| 129.4595 | 0.041 | 0.305
| 99.9375 | 0.067 | 0.239
| 138.6442 | 0.058 | 0.159
| 197.4695 | 0.024 | 0.096
| 42.4242 | 0.004 | 0.045
| 25.8044 | 0 | 0.027
| 94.4705 | 0 | 0.047
| 81.3496 | 0 | 0.07
| 86.8166 | 0 | 0.107
| 71.5089 | 0 | 0.112
| 76.3199 | 0 | 0.109
| 34.1143 | 0 | 0.104
| 29.3033 | 0 | 0.106
| 31.2715 | 0 | 0.112
| 26.4605 | 0 | 0.118
| 24.9297 | 0 | 0.138
| 54.4517 | 0 | 0.153
| 47.6726 | 0 | 0.174
| 50.9528 | 0 | 0.144
| 97.532 | 0 | 0.166
| 136.676 | 0 | 0.227
| 144.1112 | 0 | 0.362
| 154.1706 | 0.028 | 0.545
| 120.0562 | 0.068 | 0.685
| 113.4958 | 0.086 | 0.837
| 106.7167 | 0.11 | 0.895
| 102.7804 | 0.084 | 0.829
| 74.3518 | 0.049 | 0.665
| 58.8254 | 0.016 | 0.459
| 60.1375 | 0 | 0.26
| 100.5936 | 0 | 0.155
| 47.6726 | 0 | 0.115
| 45.0484 | 0 | 0.095
| 64.7298 | 0 | 0.086
| 41.5495 | 0 | 0.093
| 66.9166 | 0 | 0.093
| 30.8341 | 0 | 0.174
| 41.1122 | 0 | 0.185
| 54.0144 | 0 | 0.188
| 68.2287 | 0 | 0.137
| 68.8847 | 0 | 0.084
| 65.6045 | 0 | 0.065
| 72.6023 | 0 | 0.041
| 116.5573 | 0 | 0.021
| 122.2431 | 0 | 0.013
| 125.3046 | 0 | 0.012
| 256.2949 | 0.007 | 0.022
| 217.3696 | 0.023 | 0.043
| 115.6826 | 0.035 | 0.049
| 45.4858 | 0.041 | 0.053
| 29.3033 | 0.037 | 0.092
| 102.343 | 0.019 | 0.149
| 136.2387 | 0.004 | 0.227
| 150.453 | 0 | 0.374
| 109.3408 | 0 | 0.586
| 141.0497 | 0 | 0.656
| 159.8563 | 0 | 0.668
| 161.1684 | 0 | 0.602
| 111.0903 | 0 | 0.484
| 109.9969 | 0 | 0.369
| 36.7385 | 0 | 0.241
| 33.677 | 0 | 0.18
| 31.0528 | 0 | 0.153
| 27.5539 | 0 | 0.209
| 32.3649 | 0 | 0.143
| 45.9231 | 0 | 0.118
| 79.6001 | 0 | 0.103
| 133.1771 | 0 | 0.085
| 130.553 | 0 | 0.075
| 121.1496 | 0 | 0.082
| 161.6058 | 0.017 | 0.058
| 131.865 | 0.046 | 0.013
| 104.0925 | 0.066 | 0
| 78.9441 | 0.07 | 0.008
| 26.8978 | 0.065 | 0.047
| 27.1165 | 0.064 | 0.084
| 38.488 | 0.027 | 0.21
| 53.577 | 0 | 0.242
| 99.9375 | 0 | 0.265
| 123.7738 | 0 | 0.255
| 123.7738 | 0 | 0.192
| 131.6464 | 0 | 0.133
| 50.0781 | 0 | 0.118
| 29.7407 | 0 | 0.119
| 33.0209 | 0 | 0.135
| 27.9913 | 0 | 0.115
| 76.5386 | 0 | 0.076
| 57.732 | 0 | 0.067
| 65.1671 | 0 | 0.068
| 57.732 | 0 | 0.084
| 56.2012 | 0 | 0.101
| 67.1353 | 0 | 0.133
| 47.0166 | 0 | 0.153
| 188.0662 | 0 | 0.126
| 153.2958 | 0.004 | 0.116
| 127.9288 | 0.019 | 0.139
| 67.7913 | 0.034 | 0.197
| 28.6473 | 0.041 | 0.279
| 51.3902 | 0.03 | 0.39
| 98.1881 | 0.021 | 0.59
| 193.5333 | 0.007 | 0.643
| 135.364 | 0 | 0.601
| 160.731 | 0 | 0.582
| 101.2496 | 0 | 0.548
| 83.3177 | 0 | 0.601
| 69.5408 | 0 | 0.659
| 38.0506 | 0 | 0.709
| 41.9869 | 0 | 0.739
| 37.6132 | 0 | 0.759
| 43.955 | 0 | 0.774
| 33.0209 | 0 | 0.758
| 26.4605 | 0 | 0.741
| 43.0803 | 0 | 0.668
| 45.7045 | 0 | 0.488
| 34.9891 | 0 | 0.251
| 121.1496 | 0 | 0.151
| 126.8354 | 0 | 0.111
| 121.8057 | 0 | 0.077
| 118.0881 | 0.01 | 0.043
| 140.3936 | 0.037 | 0.032
| 74.3518 | 0.061 | 0.031
| 76.7573 | 0.066 | 0.029
| 59.4814 | 0.06 | 0.027
| 50.9528 | 0.03 | 0.022
| 38.488 | 0.007 | 0.025
| 48.11 | 0 | 0.035
| 94.4705 | 0 | 0.049
| 102.9991 | 0 | 0.077
| 102.9991 | 0 | 0.094
| 100.1562 | 0 | 0.131
| 93.8144 | 0 | 0.135
| 85.0672 | 0 | 0.123
| 41.5495 | 0 | 0.138
| 34.333 | 0 | 0.176
| 26.2418 | 0 | 0.151
| 47.0166 | 0 | 0.14
| 53.1396 | 0 | 0.133
| 58.8254 | 0 | 0.145
| 60.3561 | 0 | 0.171
| 108.6848 | 0 | 0.189
| 112.1837 | 0 | 0.22
| 140.1749 | 0 | 0.282
| 155.4827 | 0.006 | 0.335
| 78.7254 | 0.033 | 0.374
| 80.9122 | 0.045 | 0.416
| 72.821 | 0.043 | 0.425
| 65.8232 | 0.035 | 0.447
| 68.01 | 0.02 | 0.571
| 52.4836 | 0.004 | 0.579
| 67.7913 | 0 | 0.67
| 118.9628 | 0 | 0.75
| 104.0925 | 0 | 0.708
| 97.3133 | 0 | 0.596
| 100.3749 | 0 | 0.414
| 71.2902 | 0 | 0.213
| 38.2693 | 0 | 0.138
| 67.5726 | 0 | 0.093
| 80.0375 | 0 | 0.051
| 74.3518 | 0 | 0.039
| 64.2924 | 0 | 0.044
| 72.165 | 0 | 0.042
| 83.7551 | 0 | 0.036
| 38.2693 | 0 | 0.037
| 25.3671 | 0 | 0.04
| 104.9672 | 0 | 0.04
| 113.7145 | 0 | 0.041
| 164.886 | 0.005 | 0.046
| 138.6442 | 0.015 | 0.046
| 111.5276 | 0.022 | 0.05
| 71.7276 | 0.025 | 0.056
| 51.1715 | 0.023 | 0.066
| 38.9253 | 0.016 | 0.063
| 31.9275 | 0.005 | 0.071
| 53.3583 | 0 | 0.078
| 200.3124 | 0 | 0.074
| 145.8607 | 0 | 0.061
| 123.1178 | 0 | 0.062
| 124.2112 | 0 | 0.062
| 131.865 | 0 | 0.057
| 117.4321 | 0 | 0.056
| 40.4561 | 0 | 0.046
| 32.1462 | 0 | 0.037
| 29.3033 | 0 | 0.03
| 38.2693 | 0 | 0.019
| 59.0441 | 0 | 0.015
| 60.5748 | 0 | 0.012
| 74.3518 | 0 | 0.013
| 78.0694 | 0 | 0.017
| 145.2046 | 0 | 0.025
| 124.8672 | 0.008 | 0.035
| 161.3871 | 0.101 | 0.034
| 137.7694 | 0.184 | 0.034
| 123.5551 | 0.266 | 0.042
| 109.1222 | 0.3 | 0.051
| 110.2156 | 0.288 | 0.039
| 115.0266 | 0.278 | 0.028
| 132.5211 | 0.151 | 0.022
| 113.7145 | 0.014 | 0.023
| 142.1431 | 0 | 0.035
| 111.309 | 0 | 0.056
| 119.1815 | 0 | 0.079
| 43.955 | 0 | 0.094
| 28.2099 | 0 | 0.107
| 41.1122 | 0 | 0.113
| 26.6792 | 0 | 0.118
| 31.7088 | 0 | 0.119
| 38.9253 | 0 | 0.118
| 49.8594 | 0 | 0.121
| 49.8594 | 0 | 0.125
| 50.7341 | 0 | 0.125
| 52.921 | 0 | 0.122
| 114.1518 | 0 | 0.129
| 135.5826 | 0 | 0.154
| 120.0562 | 0.006 | 0.172
| 146.298 | 0.082 | 0.179
| 116.5573 | 0.181 | 0.168
| 121.587 | 0.208 | 0.147
| 85.5045 | 0.229 | 0.133
| 81.7869 | 0.214 | 0.11
| 71.7276 | 0.188 | 0.117
| 100.1562 | 0.122 | 0.146
| 101.687 | 0.007 | 0.177
| 196.8135 | 0 | 0.209
| 118.7441 | 0 | 0.247
| 109.3408 | 0 | 0.288
| 78.288 | 0 | 0.364
| 28.6473 | 0 | 0.454
| 32.1462 | 0 | 0.479
| 32.1462 | 0 | 0.469
| 47.8913 | 0 | 0.454
| 63.199 | 0 | 0.406
| 74.5704 | 0 | 0.386
| 63.199 | 0 | 0.383
| 75.2265 | 0 | 0.298
| 77.632 | 0 | 0.27
| 78.7254 | 0 | 0.26
| 144.9859 | 0 | 0.22
| 137.5508 | 0 | 0.168
| 184.13 | 0.003 | 0.167
| 151.5464 | 0.012 | 0.133
| 146.7354 | 0.021 | 0.116
| 163.7926 | 0.027 | 0.099
| 108.4661 | 0.018 | 0.072
| 87.91 | 0.011 | 0.062
| 83.9738 | 0.002 | 0.042
| 94.2518 | 0 | 0.028
| 148.4849 | 0 | 0.015
| 208.4036 | 0 | 0.002
| 133.1771 | 0 | 0.001
| 126.398 | 0 | 0.002
| 139.7376 | 0 | 0.003
| 105.4046 | 0 | 0.001
| 27.1165 | 0 | 0.001
| 30.1781 | 0 | 0.002
| 27.3352 | 0 | 0.001
| 66.0419 | 0 | 0
| 80.0375 | 0 | 0
| 76.3199 | 0 | 0
| 69.3221 | 0 | 0.003
| 68.666 | 0 | 0.01
| 135.5826 | 0 | 0.016
| 216.4948 | 0.013 | 0.022
| 133.3958 | 0.175 | 0.023
| 139.0815 | 0.384 | 0.006
| 112.4024 | 0.507 | 0.001
| 108.9035 | 0.485 | 0
| 112.4024 | 0.304 | 0
| 101.4683 | 0.157 | 0.003
| 104.9672 | 0.07 | 0.007
| 218.2443 | 0.009 | 0.005
| 146.5167 | 0 | 0.004
| 151.7651 | 0 | 0.008
| 259.7938 | 0 | 0.026
| 208.4036 | 0 | 0.049
| 129.4595 | 0 | 0.069
| 117.2134 | 0 | 0.092
| 120.4936 | 0 | 0.093
| 114.8079 | 0 | 0.074
| 111.5276 | 0 | 0.068
| 112.1837 | 0 | 0.072
| 35.6451 | 0 | 0.086
| 25.3671 | 0 | 0.076
| 25.8044 | 0 | 0.072
| 88.5661 | 0 | 0.079
| 146.9541 | 0 | 0.079
| 125.9606 | 0.003 | 0.081
| 172.5398 | 0.051 | 0.082
| 132.0837 | 0.136 | 0.078
| 119.6189 | 0.128 | 0.076
| 113.4958 | 0.137 | 0.077
| 69.3221 | 0.185 | 0.069
| 51.3902 | 0.212 | 0.065
| 35.4264 | 0.128 | 0.075
| 69.1034 | 0.012 | 0.08
| 125.3046 | 0 | 0.077
| 158.5442 | 0 | 0.072
| 126.1793 | 0 | 0.084
| 154.3892 | 0 | 0.094
| 135.5826 | 0 | 0.112
| 34.5517 | 0 | 0.133
| 78.5067 | 0 | 0.138
| 41.5495 | 0 | 0.138
| 47.2352 | 0 | 0.116
| 86.5979 | 0 | 0.115
| 78.0694 | 0 | 0.119
| 83.7551 | 0 | 0.112
| 83.7551 | 0 | 0.097
| 139.0815 | 0 | 0.09
| 169.2596 | 0 | 0.097
| 176.2574 | 0 | 0.123
| 139.3002 | 0.022 | 0.162
| 120.2749 | 0.059 | 0.18
| 116.776 | 0.077 | 0.167
| 132.5211 | 0.084 | 0.127
| 41.5495 | 0.089 | 0.152
| 31.7088 | 0.075 | 0.16
| 29.0847 | 0.031 | 0.191
| 27.1165 | 0 | 0.254
| 63.6364 | 0 | 0.255
| 77.4133 | 0 | 0.278
| 156.5761 | 0 | 0.222
| 106.2793 | 0 | 0.155
| 123.9925 | 0 | 0.133
| 61.4495 | 0 | 0.113
| 43.299 | 0 | 0.093
| 44.6111 | 0 | 0.054
| 78.288 | 0 | 0.026
| 75.0078 | 0 | 0.019
| 75.2265 | 0 | 0.024
| 82.6617 | 0 | 0.015
| 65.3858 | 0 | 0.007
| 123.5551 | 0 | 0.013
| 113.9332 | 0 | 0.003
| 139.5189 | 0.007 | 0.003
| 185.6607 | 0.056 | 0.005
| 515.87 | 0.13 | 0.002
| 135.8013 | 0.288 | 0.002
| 28.4286 | 0.416 | 0.002
| 24.055 | 0.439 | 0
| 27.3352 | 0.341 | 0.001
| 23.8363 | 0.189 | 0.003
| 65.1671 | 0.029 | 0.005
| 302.6554 | 0 | 0.008
| 264.1674 | 0 | 0.015
| 146.5167 | 0 | 0.019
| 136.2387 | 0 | 0.022
| 132.3024 | 0 | 0.035
| 36.5198 | 0 | 0.049
| 31.7088 | 0 | 0.055
| 29.0847 | 0 | 0.058
| 24.4923 | 0 | 0.055
| 29.0847 | 0 | 0.048
| 49.6407 | 0 | 0.039
| 55.7638 | 0 | 0.029
| 54.6704 | 0 | 0.018
| 113.0584 | 0 | 0.009
| 112.8397 | 0 | 0.005
| 178.2256 | 0.049 | 0.005
| 141.9244 | 0.265 | 0.006
| 131.4277 | 0.429 | 0.007
| 107.5914 | 0.521 | 0.003
| 86.5979 | 0.522 | 0.002
| 87.4727 | 0.422 | 0.002
| 88.1287 | 0.32 | 0.003
| 105.8419 | 0.173 | 0.007
| 115.6826 | 0.028 | 0.009
| 129.6782 | 0 | 0.01
| 179.975 | 0 | 0.011
| 128.1475 | 0 | 0.013
| 125.0859 | 0 | 0.013
| 57.2946 | 0 | 0.014
| 32.5836 | 0 | 0.017
| 32.5836 | 0 | 0.018
| 36.7385 | 0 | 0.019
| 31.7088 | 0 | 0.019
| 27.3352 | 0 | 0.024
| 29.3033 | 0 | 0.03
| 95.1265 | 0 | 0.037
| 108.4661 | 0 | 0.046
| 133.6145 | 0 | 0.055
| 149.7969 | 0 | 0.063
| 123.9925 | 0.06 | 0.067
| 210.1531 | 0.293 | 0.068
| 116.3386 | 0.457 | 0.062
| 119.8375 | 0.547 | 0.04
| 93.3771 | 0.567 | 0.019
| 67.7913 | 0.519 | 0.011
| 55.1078 | 0.408 | 0.013
| 53.577 | 0.227 | 0.016
| 60.3561 | 0.033 | 0.017
| 72.165 | 0 | 0.017
| 99.9375 | 0 | 0.014
| 189.1596 | 0 | 0.017
| 147.8288 | 0 | 0.021
| 117.6507 | 0 | 0.025
| 132.5211 | 0 | 0.028
| 36.0825 | 0 | 0.032
| 35.4264 | 0 | 0.034
| 30.6154 | 0 | 0.025
| 64.2924 | 0 | 0.017
| 77.8507 | 0 | 0.011
| 88.3474 | 0 | 0.009
| 90.5342 | 0 | 0.008
| 113.4958 | 0 | 0.007
| 105.1859 | 0 | 0.011
| 159.4189 | 0.066 | 0.017
| 150.0156 | 0.286 | 0.022
| 121.8057 | 0.45 | 0.023
| 116.776 | 0.542 | 0.011
| 115.0266 | 0.569 | 0.008
| 123.7738 | 0.532 | 0.003
| 152.2024 | 0.429 | 0.001
| 67.354 | 0.25 | 0
| 60.5748 | 0.04 | 0.001
| 75.4452 | 0 | 0.001
| 115.4639 | 0 | 0.001
| 146.0793 | 0 | 0.001
| 117.8694 | 0 | 0.002
| 130.9903 | 0 | 0.004
| 85.9419 | 0 | 0.006
| 36.0825 | 0 | 0.004
| 29.3033 | 0 | 0.002
| 70.1968 | 0 | 0
| 75.6639 | 0 | 0.001
| 73.2584 | 0 | 0.007
| 83.099 | 0 | 0.026
| 86.3793 | 0 | 0.039
| 86.5979 | 0 | 0.039
| 120.931 | 0 | 0.037
| 123.7738 | 0.065 | 0.042
| 188.0662 | 0.262 | 0.053
| 139.9563 | 0.401 | 0.046
| 117.8694 | 0.496 | 0.025
| 120.7123 | 0.54 | 0.015
| 112.6211 | 0.509 | 0.012
| 105.4046 | 0.408 | 0.014
| 83.3177 | 0.23 | 0.02
| 115.2452 | 0.027 | 0.024
| 199.0003 | 0 | 0.023
| 146.0793 | 0 | 0.038
| 132.0837 | 0 | 0.076
| 135.8013 | 0 | 0.089
| 82.8804 | 0 | 0.076
| 39.8001 | 0 | 0.075
| 34.7704 | 0 | 0.084
| 27.5539 | 0 | 0.106
| 45.2671 | 0 | 0.122
| 69.1034 | 0 | 0.122
| 94.6892 | 0 | 0.115
| 82.2243 | 0 | 0.107
| 122.4617 | 0 | 0.101
| 125.5233 | 0 | 0.094
| 183.0366 | 0 | 0.1
| 170.1343 | 0.004 | 0.118
| 126.1793 | 0.029 | 0.125
| 113.0584 | 0.059 | 0.114
| 113.0584 | 0.09 | 0.109
| 109.5595 | 0.098 | 0.112
| 109.7782 | 0.077 | 0.103
| 108.0287 | 0.047 | 0.1
| 75.2265 | 0.027 | 0.098
| 78.7254 | 0.003 | 0.09
| 117.6507 | 0 | 0.068
| 143.0178 | 0 | 0.044
| 242.7366 | 0 | 0.047
| 247.329 | 0 | 0.062
| 128.8035 | 0 | 0.085
| 131.865 | 0 | 0.112
| 65.1671 | 0 | 0.114
| 37.6132 | 0 | 0.113
| 41.3308 | 0 | 0.099
| 43.7363 | 0 | 0.104
| 69.7595 | 0 | 0.097
| 127.9288 | 0 | 0.088
| 110.4342 | 0 | 0.074
| 141.487 | 0 | 0.061
| 115.0266 | 0 | 0.057
| 244.7048 | 0.001 | 0.046
| 130.9903 | 0.013 | 0.036
| 121.3683 | 0.028 | 0.025
| 135.8013 | 0.038 | 0.018
| 111.0903 | 0.039 | 0.013
| 110.6529 | 0.038 | 0.007
| 114.3705 | 0.028 | 0.004
| 87.0353 | 0.013 | 0.002
| 85.0672 | 0.001 | 0.001
| 149.1409 | 0 | 0
| 194.408 | 0 | 0
| 139.9563 | 0 | 0.002
| 120.7123 | 0 | 0.006
| 66.4792 | 0 | 0.02
| 38.488 | 0 | 0.029
| 38.488 | 0 | 0.029
| 61.2309 | 0 | 0.028
| 80.2562 | 0 | 0.035
| 77.1946 | 0 | 0.046
| 71.9463 | 0 | 0.052
| 86.8166 | 0 | 0.048
| 105.1859 | 0 | 0.045
| 123.1178 | 0 | 0.051
| 109.3408 | 0 | 0.061
| 136.8947 | 0.038 | 0.062
| 179.5376 | 0.178 | 0.052
| 144.9859 | 0.281 | 0.055
| 123.9925 | 0.419 | 0.06
| 150.453 | 0.487 | 0.087
| 133.1771 | 0.356 | 0.113
| 108.9035 | 0.265 | 0.115
| 112.4024 | 0.088 | 0.079
| 108.4661 | 0.016 | 0.074
| 114.1518 | 0 | 0.065
| 109.7782 | 0 | 0.053
| 242.9553 | 0 | 0.038
| 141.0497 | 0 | 0.028
| 129.4595 | 0 | 0.025
| 80.4749 | 0 | 0.021
| 35.6451 | 0 | 0.02
| 34.5517 | 0 | 0.025
| 62.9803 | 0 | 0.025
| 82.0056 | 0 | 0.024
| 85.5045 | 0 | 0.025
| 87.6913 | 0 | 0.03
| 102.7804 | 0 | 0.039
| 112.6211 | 0 | 0.062
| 135.5826 | 0 | 0.088
| 174.7267 | 0.125 | 0.122
| 150.8903 | 0.364 | 0.144
| 124.4299 | 0.547 | 0.133
| 107.154 | 0.649 | 0.12
| 109.7782 | 0.678 | 0.103
| 96.0013 | 0.636 | 0.063
| 70.4155 | 0.521 | 0.049
| 88.1287 | 0.327 | 0.045
| 117.2134 | 0.079 | 0.072
| 144.9859 | 0 | 0.093
| 182.1618 | 0 | 0.1
| 186.3168 | 0 | 0.103
| 150.453 | 0 | 0.109
| 85.9419 | 0 | 0.113
| 34.1143 | 0 | 0.112
| 34.1143 | 0 | 0.105
| 27.5539 | 0 | 0.093
| 29.7407 | 0 | 0.077
| 36.7385 | 0 | 0.061
| 56.8572 | 0 | 0.047
| 53.577 | 0 | 0.039
| 58.8254 | 0 | 0.033
| 89.2221 | 0 | 0.03
| 132.5211 | 0 | 0.023
| 129.6782 | 0.171 | 0.013
| 557.4196 | 0.411 | 0.004
| 369.1346 | 0.581 | 0
| 127.4914 | 0.671 | 0
| 138.6442 | 0.693 | 0
| 96.0013 | 0.653 | 0
| 83.3177 | 0.542 | 0
| 144.7673 | 0.351 | 0
| 114.8079 | 0.086 | 0
| 141.9244 | 0 | 0
| 97.3133 | 0 | 0
| 91.6276 | 0 | 0
| 96.6573 | 0 | 0
| 38.488 | 0 | 0
| 43.0803 | 0 | 0
| 36.3012 | 0 | 0
| 35.4264 | 0 | 0.001
| 33.8957 | 0 | 0.002
| 30.3968 | 0 | 0.002
| 51.1715 | 0 | 0.002
| 47.0166 | 0 | 0.002
| 56.2012 | 0 | 0.002
| 55.3265 | 0 | 0.002
| 147.1728 | 0 | 0.003
| 129.0222 | 0.129 | 0.003
| 221.7432 | 0.265 | 0.003
| 141.7057 | 0.361 | 0
| 160.9497 | 0.489 | 0
| 464.4799 | 0.485 | 0
| 319.7126 | 0.455 | 0
| 83.3177 | 0.393 | 0
| 65.8232 | 0.244 | 0
| 65.1671 | 0.057 | 0
| 160.731 | 0 | 0
| 466.6667 | 0 | 0
| 87.4727 | 0 | 0
| 81.1309 | 0 | 0
| 84.8485 | 0 | 0
| 81.3496 | 0 | 0.001
| 37.6132 | 0 | 0.002
| 33.2396 | 0 | 0.004
| 36.3012 | 0 | 0.005
| 45.9231 | 0 | 0.005
| 41.1122 | 0 | 0.008
| 46.5792 | 0 | 0.014
| 94.4705 | 0 | 0.02
| 108.6848 | 0 | 0.028
| 428.1787 | 0 | 0.033
| 211.2465 | 0.165 | 0.038
| 135.1453 | 0.388 | 0.03
| 120.7123 | 0.563 | 0.016
| 125.742 | 0.658 | 0.011
| 113.0584 | 0.682 | 0.007
| 100.5936 | 0.639 | 0.007
| 85.5045 | 0.526 | 0.009
| 88.5661 | 0.336 | 0.013
| 103.4364 | 0.091 | 0.025
| 94.6892 | 0 | 0.04
| 136.4574 | 0 | 0.066
| 60.3561 | 0 | 0.09
| 91.8463 | 0 | 0.118
| 45.0484 | 0 | 0.133
| 38.0506 | 0 | 0.163
| 38.2693 | 0 | 0.185
| 33.8957 | 0 | 0.186
| 34.333 | 0 | 0.187
| 25.1484 | 0 | 0.176
| 28.866 | 0 | 0.17
| 55.7638 | 0 | 0.17
| 52.0462 | 0 | 0.176
| 95.5639 | 0 | 0.177
| 132.3024 | 0 | 0.186
| 128.8035 | 0.217 | 0.174
| 212.7773 | 0.435 | 0.134
| 325.8357 | 0.609 | 0.182
| 240.5498 | 0.705 | 0.174
| 102.343 | 0.729 | 0.134
| 94.2518 | 0.684 | 0.093
| 90.9716 | 0.57 | 0.064
| 80.9122 | 0.375 | 0.054
| 155.7013 | 0.11 | 0.069
| 97.7507 | 0 | 0.085
| 119.4002 | 0 | 0.116
| 129.2409 | 0 | 0.163
| 218.9004 | 0 | 0.225
| 149.7969 | 0 | 0.294
| 116.3386 | 0 | 0.32
| 59.4814 | 0 | 0.335
| 38.2693 | 0 | 0.283
| 36.5198 | 0 | 0.3
| 34.1143 | 0 | 0.278
| 36.9572 | 0 | 0.272
| 33.4583 | 0 | 0.289
| 51.8276 | 0 | 0.264
| 44.6111 | 0 | 0.272
| 102.5617 | 0 | 0.291
| 127.9288 | 0.246 | 0.27
| 216.4948 | 0.46 | 0.243
| 124.4299 | 0.634 | 0.228
| 130.3343 | 0.729 | 0.184
| 120.2749 | 0.751 | 0.155
| 103.6551 | 0.703 | 0.12
| 462.5117 | 0.586 | 0.111
| 123.5551 | 0.389 | 0.118
| 134.7079 | 0.118 | 0.152
| 136.02 | 0 | 0.215
| 175.164 | 0 | 0.249
| 117.2134 | 0 | 0.233
| 101.0309 | 0 | 0.233
| 125.9606 | 0 | 0.239
| 124.8672 | 0 | 0.254
| 108.4661 | 0 | 0.23
| 30.1781 | 0 | 0.212
| 29.0847 | 0 | 0.192
| 32.3649 | 0 | 0.181
| 26.0231 | 0 | 0.17
| 46.3605 | 0 | 0.166
| 129.8969 | 0 | 0.167
| 109.5595 | 0 | 0.169
| 131.865 | 0 | 0.172
| 113.0584 | 0.267 | 0.155
| 173.1959 | 0.469 | 0.106
| 372.8522 | 0.641 | 0.071
| 66.9166 | 0.732 | 0.069
| 58.388 | 0.751 | 0.076
| 69.3221 | 0.705 | 0.071
| 71.7276 | 0.589 | 0.064
| 74.3518 | 0.396 | 0.057
| 79.1628 | 0.129 | 0.074
| 200.0937 | 0 | 0.119
| 452.671 | 0 | 0.146
| 111.965 | 0 | 0.179
| 94.4705 | 0 | 0.201
| 70.6342 | 0 | 0.207
| 39.144 | 0 | 0.195
| 28.866 | 0 | 0.173
| 32.8023 | 0 | 0.141
| 25.5858 | 0 | 0.135
| 24.711 | 0 | 0.137
| 33.4583 | 0 | 0.13
| 25.5858 | 0 | 0.13
| 55.9825 | 0 | 0.131
| 49.2034 | 0 | 0.132
| 54.6704 | 0 | 0.125
| 142.1431 | 0.292 | 0.11
| 126.1793 | 0.483 | 0.063
| 164.0112 | 0.654 | 0.022
| 141.0497 | 0.744 | 0.007
| 113.0584 | 0.763 | 0
| 109.5595 | 0.718 | 0
| 93.8144 | 0.603 | 0.001
| 83.7551 | 0.41 | 0.001
| 78.0694 | 0.139 | 0.007
| 82.2243 | 0 | 0.013
| 471.6964 | 0 | 0.017
| 212.5586 | 0 | 0.018
| 105.6232 | 0 | 0.018
| 132.9584 | 0 | 0.019
| 99.0628 | 0 | 0.022
| 113.4958 | 0 | 0.025
| 103.8738 | 0 | 0.027
| 29.9594 | 0 | 0.033
| 33.677 | 0 | 0.041
| 35.2077 | 0 | 0.044
| 28.6473 | 0 | 0.045
| 29.9594 | 0 | 0.047
| 25.1484 | 0 | 0.049
| 116.5573 | 0 | 0.053
| 141.9244 | 0.22 | 0.054
| 157.6695 | 0.461 | 0.035
| 116.776 | 0.63 | 0.02
| 98.8441 | 0.718 | 0.018
| 90.0968 | 0.738 | 0.012
| 101.2496 | 0.694 | 0.01
| 99.9375 | 0.58 | 0.008
| 90.5342 | 0.391 | 0.006
| 89.4408 | 0.132 | 0.008
| 239.6751 | 0 | 0.013
| 132.5211 | 0 | 0.019
| 94.0331 | 0 | 0.024
| 93.8144 | 0 | 0.03
| 50.9528 | 0 | 0.039
| 49.6407 | 0 | 0.047
| 49.2034 | 0 | 0.058
| 35.4264 | 0 | 0.067
| 33.8957 | 0 | 0.08
| 34.9891 | 0 | 0.077
| 28.866 | 0 | 0.07
| 25.8044 | 0 | 0.071
| 41.1122 | 0 | 0.076
| 121.1496 | 0 | 0.082
| 242.7366 | 0 | 0.079
| 176.2574 | 0.22 | 0.063
| 131.209 | 0.464 | 0.033
| 147.8288 | 0.632 | 0.015
| 474.3205 | 0.722 | 0.006
| 111.965 | 0.741 | 0.002
| 105.4046 | 0.695 | 0.001
| 129.0222 | 0.583 | 0
| 56.2012 | 0.395 | 0
| 80.0375 | 0.136 | 0.005
| 116.12 | 0 | 0.014
| 111.7463 | 0 | 0.021
| 164.886 | 0 | 0.025
| 136.2387 | 0 | 0.026
| 107.154 | 0 | 0.029
| 108.0287 | 0 | 0.033
| 106.9353 | 0 | 0.037
| 36.7385 | 0 | 0.039
| 29.0847 | 0 | 0.035
| 27.3352 | 0 | 0.031
| 29.522 | 0 | 0.031
| 27.3352 | 0 | 0.034
| 37.3946 | 0 | 0.038
| 80.9122 | 0 | 0.043
| 163.5739 | 0 | 0.05
| 223.7113 | 0.212 | 0.054
| 145.2046 | 0.446 | 0.053
| 129.6782 | 0.609 | 0.036
| 132.5211 | 0.695 | 0.059
| 130.553 | 0.716 | 0.089
| 106.2793 | 0.671 | 0.093
| 106.498 | 0.532 | 0.079
| 122.6804 | 0.322 | 0.056
| 123.5551 | 0.066 | 0.072
| 132.7398 | 0 | 0.102
| 390.7841 | 0 | 0.113
| 63.6364 | 0 | 0.131
| 67.1353 | 0 | 0.14
| 68.2287 | 0 | 0.147
| 39.5814 | 0 | 0.147
| 31.9275 | 0 | 0.414
| 41.7682 | 0 | 0.418
| 30.8341 | 0 | 0.355
| 44.3924 | 0 | 0.394
| 68.01 | 0 | 0.381
| 108.4661 | 0 | 0.346
| 111.5276 | 0 | 0.364
| 127.2727 | 0 | 0.414
| 160.5123 | 0 | 0.402
| 177.7882 | 0.016 | 0.303
| 133.8332 | 0.062 | 0.193
| 120.2749 | 0.073 | 0.243
| 347.2665 | 0.088 | 0.444
| 87.254 | 0.115 | 0.563
| 74.7891 | 0.061 | 0.58
| 50.5155 | 0.04 | 0.569
| 59.7001 | 0.02 | 0.508
| 64.7298 | 0.002 | 0.45
| 68.666 | 0 | 0.372
| 65.8232 | 0 | 0.328
| 178.0069 | 0 | 0.285
| 99.0628 | 0 | 0.259
| 111.7463 | 0 | 0.261
| 106.2793 | 0 | 0.282
| 101.4683 | 0 | 0.274
| 120.0562 | 0 | 0.291
| 86.8166 | 0 | 0.233
| 96.876 | 0 | 0.183
| 90.9716 | 0 | 0.122
| 82.443 | 0 | 0.106
| 92.5023 | 0 | 0.108
| 79.6001 | 0 | 0.116
| 134.4892 | 0 | 0.123
| 126.6167 | 0.013 | 0.155
| 122.0244 | 0.042 | 0.257
| 168.8222 | 0.078 | 0.488
| 114.8079 | 0.113 | 0.734
| 154.3892 | 0.111 | 0.882
| 122.0244 | 0.093 | 0.911
| 111.965 | 0.064 | 0.9
| 366.7292 | 0.025 | 0.882
| 204.2487 | 0.004 | 0.857
| 168.6036 | 0 | 0.734
| 181.9431 | 0 | 0.658
| 125.5233 | 0 | 0.561
| 132.7398 | 0 | 0.406
| 125.5233 | 0 | 0.254
| 107.154 | 0 | 0.112
| 43.299 | 0 | 0.076
| 48.9847 | 0 | 0.051
| 35.4264 | 0 | 0.04
| 29.522 | 0 | 0.073
| 26.6792 | 0 | 0.101
| 29.3033 | 0 | 0.122
| 55.9825 | 0 | 0.167
| 138.2068 | 0 | 0.193
| 115.0266 | 0 | 0.21
| 114.1518 | 0.012 | 0.158
| 194.408 | 0.039 | 0.156
| 126.398 | 0.07 | 0.163
| 115.2452 | 0.084 | 0.159
| 90.0968 | 0.083 | 0.148
| 239.0191 | 0.055 | 0.126
| 196.1575 | 0.035 | 0.112
| 24.4923 | 0.024 | 0.119
| 58.388 | 0.006 | 0.129
| 59.9188 | 0 | 0.167
| 117.6507 | 0 | 0.211
| 81.3496 | 0 | 0.311
| 87.254 | 0 | 0.421
| 56.4199 | 0 | 0.483
| 31.7088 | 0 | 0.525
| 27.1165 | 0 | 0.368
| 33.0209 | 0 | 0.245
| 55.1078 | 0 | 0.161
| 62.543 | 0 | 0.133
| 67.7913 | 0 | 0.115
| 61.0122 | 0 | 0.121
| 67.354 | 0 | 0.135
| 53.3583 | 0 | 0.248
| 136.4574 | 0 | 0.397
| 127.4914 | 0.005 | 0.398
| 127.054 | 0.026 | 0.315
| 230.9278 | 0.071 | 0.188
| 215.6201 | 0.141 | 0.196
| 118.7441 | 0.137 | 0.241
| 108.9035 | 0.14 | 0.219
| 120.0562 | 0.098 | 0.199
| 86.1606 | 0.058 | 0.22
| 69.1034 | 0.013 | 0.251
| 63.855 | 0 | 0.325
| 167.9475 | 0 | 0.464
| 119.6189 | 0 | 0.615
| 123.1178 | 0 | 0.7
| 116.776 | 0 | 0.794
| 132.7398 | 0 | 0.889
| 43.7363 | 0 | 0.925
| 29.0847 | 0 | 0.915
| 25.3671 | 0 | 0.88
| 50.9528 | 0 | 0.814
| 65.3858 | 0 | 0.669
| 59.0441 | 0 | 0.431
| 72.165 | 0 | 0.194
| 58.6067 | 0 | 0.168
| 90.3155 | 0 | 0.209
| 148.2662 | 0.02 | 0.227
| 130.7716 | 0.049 | 0.181
| 136.4574 | 0.083 | 0.144
| 109.3408 | 0.136 | 0.161
| 159.4189 | 0.214 | 0.228
| 150.6717 | 0.276 | 0.141
| 153.9519 | 0.219 | 0.054
| 153.9519 | 0.106 | 0.034
| 129.4595 | 0.034 | 0.038
| 166.8541 | 0 | 0.047
| 318.6192 | 0 | 0.061
| 125.5233 | 0 | 0.067
| 139.9563 | 0 | 0.076
| 128.1475 | 0 | 0.102
| 40.8935 | 0 | 0.117
| 38.2693 | 0 | 0.142
| 26.2418 | 0 | 0.174
| 28.2099 | 0 | 0.195
| 27.7726 | 0 | 0.206
| 29.522 | 0 | 0.223
| 29.0847 | 0 | 0.248
| 55.9825 | 0 | 0.277
| 57.0759 | 0 | 0.322
| 140.6123 | 0 | 0.379
| 115.9013 | 0.032 | 0.496
| 123.5551 | 0.087 | 0.553
| 216.4948 | 0.187 | 0.59
| 138.6442 | 0.298 | 0.645
| 131.6464 | 0.178 | 0.698
| 157.0134 | 0.121 | 0.727
| 145.4233 | 0.081 | 0.748
| 119.8375 | 0.043 | 0.671
| 121.3683 | 0.011 | 0.61
| 156.5761 | 0 | 0.663
| 298.9378 | 0 | 0.702
| 117.6507 | 0 | 0.527
| 131.209 | 0 | 0.249
| 120.2749 | 0 | 0.024
| 38.2693 | 0 | 0.05
| 35.8638 | 0 | 0.236
| 24.711 | 0 | 0.523
| 34.7704 | 0 | 0.648
| 24.711 | 0 | 0.528
| 30.6154 | 0 | 0.329
| 67.1353 | 0 | 0.193
| 86.1606 | 0 | 0.141
| 111.965 | 0 | 0.145
| 130.553 | 0 | 0.192
| 131.865 | 0.092 | 0.315
| 120.4936 | 0.287 | 0.481
| 197.0322 | 0.209 | 0.778
| 137.1134 | 0.14 | 0.854
| 143.2365 | 0.126 | 0.899
| 185.442 | 0.1 | 0.905
| 132.9584 | 0.07 | 0.74
| 345.517 | 0.041 | 0.698
| 105.6232 | 0.011 | 0.446
| 134.7079 | 0 | 0.315
| 164.0112 | 0 | 0.222
| 131.6464 | 0 | 0.217
| 140.6123 | 0 | 0.243
| 558.7317 | 0 | 0.312
| 138.8629 | 0 | 0.367
| 121.587 | 0 | 0.355
| 28.4286 | 0 | 0.323
| 24.4923 | 0 | 0.227
| 28.4286 | 0 | 0.183
| 29.7407 | 0 | 0.168
| 24.2737 | 0 | 0.117
| 52.921 | 0 | 0.078
| 121.3683 | 0 | 0.044
| 120.931 | 0 | 0.032
| 203.8113 | 0.062 | 0.036
| 136.02 | 0.185 | 0.036
| 133.3958 | 0.308 | 0.039
| 118.5255 | 0.349 | 0.057
| 113.2771 | 0.285 | 0.06
| 238.1443 | 0.204 | 0.049
| 113.4958 | 0.132 | 0.039
| 102.9991 | 0.083 | 0.039
| 105.8419 | 0.031 | 0.064
| 126.6167 | 0 | 0.096
| 161.3871 | 0 | 0.135
| 137.5508 | 0 | 0.177
| 133.3958 | 0 | 0.201
| 97.0947 | 0 | 0.291
| 42.2056 | 0 | 0.301
| 31.2715 | 0 | 0.284
| 28.6473 | 0 | 0.26
| 41.9869 | 0 | 0.247
| 38.2693 | 0 | 0.298
| 34.9891 | 0 | 0.397
| 24.2737 | 0 | 0.51
| 67.5726 | 0 | 0.596
| 113.9332 | 0 | 0.683
| 139.9563 | 0 | 0.66
| 207.9663 | 0.018 | 0.466
| 126.8354 | 0.044 | 0.188
| 132.7398 | 0.076 | 0.056
| 131.865 | 0.101 | 0.037
| 112.4024 | 0.099 | 0.074
| 136.02 | 0.089 | 0.12
| 155.4827 | 0.09 | 0.099
| 183.0366 | 0.055 | 0.041
| 162.0431 | 0.023 | 0.037
| 514.9953 | 0 | 0.042
| 208.4036 | 0 | 0.056
| 192.0025 | 0 | 0.076
| 198.3443 | 0 | 0.07
| 149.3596 | 0 | 0.059
| 110.4342 | 0 | 0.068
| 53.3583 | 0 | 0.084
| 36.7385 | 0 | 0.093
| 25.1484 | 0 | 0.104
| 25.3671 | 0 | 0.134
| 29.522 | 0 | 0.159
| 39.8001 | 0 | 0.185
| 78.288 | 0 | 0.2
| 113.4958 | 0 | 0.193
| 129.8969 | 0 | 0.164
| 124.6485 | 0.019 | 0.129
| 125.9606 | 0.064 | 0.116
| 200.9685 | 0.102 | 0.147
| 118.7441 | 0.127 | 0.144
| 142.3618 | 0.137 | 0.162
| 109.5595 | 0.113 | 0.144
| 112.6211 | 0.077 | 0.134
| 115.0266 | 0.054 | 0.155
| 101.9057 | 0.026 | 0.207
| 238.5817 | 0 | 0.306
| 163.3552 | 0 | 0.494
| 134.4892 | 0 | 0.692
| 139.3002 | 0 | 0.712
| 145.642 | 0 | 0.613
| 137.7694 | 0 | 0.491
| 87.254 | 0 | 0.38
| 30.6154 | 0 | 0.306
| 26.6792 | 0 | 0.185
| 26.6792 | 0 | 0.264
| 29.7407 | 0 | 0.41
| 24.4923 | 0 | 0.278
| 30.3968 | 0 | 0.155
| 69.9781 | 0 | 0.095
| 112.8397 | 0 | 0.063
| 200.9685 | 0.032 | 0.074
| 164.4486 | 0.073 | 0.087
| 147.6101 | 0.128 | 0.144
| 151.7651 | 0.149 | 0.218
| 150.2343 | 0.164 | 0.271
| 254.3268 | 0.167 | 0.291
| 175.8201 | 0.155 | 0.285
| 136.4574 | 0.08 | 0.248
| 146.298 | 0.026 | 0.203
| 185.0047 | 0 | 0.176
| 171.6651 | 0 | 0.141
| 138.6442 | 0 | 0.107
| 138.8629 | 0 | 0.068
| 148.9222 | 0 | 0.036
| 44.3924 | 0 | 0.025
| 38.0506 | 0 | 0.019
| 35.6451 | 0 | 0.011
| 28.6473 | 0 | 0.008
| 28.866 | 0 | 0.005
| 27.7726 | 0 | 0.004
| 117.6507 | 0 | 0.002
| 109.1222 | 0 | 0.001
| 113.9332 | 0 | 0.001
| 148.7035 | 0.001 | 0
| 119.6189 | 0.041 | 0.001
| 114.5892 | 0.091 | 0
| 251.9213 | 0.139 | 0.001
| 335.239 | 0.173 | 0.001
| 123.1178 | 0.186 | 0.001
| 122.6804 | 0.165 | 0
| 127.2727 | 0.133 | 0
| 331.5214 | 0.076 | 0
| 255.4202 | 0.026 | 0
| 218.2443 | 0 | 0
| 190.9091 | 0 | 0
| 162.4805 | 0 | 0
| 147.6101 | 0 | 0
| 132.7398 | 0 | 0
| 38.7067 | 0 | 0
| 33.0209 | 0 | 0.002
| 36.3012 | 0 | 0.006
| 36.3012 | 0 | 0.012
| 26.2418 | 0 | 0.02
| 29.0847 | 0 | 0.03
| 53.7957 | 0 | 0.045
| 110.8716 | 0 | 0.063
| 138.2068 | 0 | 0.069
| 125.9606 | 0 | 0.085
| 131.6464 | 0.035 | 0.078
| 208.4036 | 0.131 | 0.059
| 137.9881 | 0.311 | 0.036
| 124.2112 | 0.425 | 0.037
| 125.9606 | 0.444 | 0.032
| 158.7629 | 0.457 | 0.023
| 115.0266 | 0.434 | 0.014
| 112.8397 | 0.29 | 0.005
| 137.9881 | 0.138 | 0.006
| 142.5804 | 0.011 | 0.017
| 149.1409 | 0 | 0.032
| 130.553 | 0 | 0.047
| 136.02 | 0 | 0.055
| 144.3299 | 0 | 0.076
| 45.2671 | 0 | 0.131
| 35.8638 | 0 | 0.207
| 29.522 | 0 | 0.264
| 28.2099 | 0 | 0.347
| 43.5177 | 0 | 0.334
| 24.055 | 0 | 0.274
| 54.4517 | 0 | 0.289
| 55.5451 | 0 | 0.289
| 112.6211 | 0 | 0.339
| 138.6442 | 0.028 | 0.395
| 139.9563 | 0.257 | 0.393
| 155.4827 | 0.453 | 0.329
| 179.1003 | 0.571 | 0.303
| 142.1431 | 0.546 | 0.257
| 122.0244 | 0.58 | 0.224
| 112.1837 | 0.526 | 0.212
| 109.3408 | 0.357 | 0.175
| 109.1222 | 0.193 | 0.164
| 117.6507 | 0.069 | 0.184
| 164.886 | 0.004 | 0.214
| 181.2871 | 0 | 0.243
| 198.1256 | 0 | 0.253
| 141.0497 | 0 | 0.235
| 146.5167 | 0 | 0.203
| 165.3233 | 0 | 0.207
| 36.0825 | 0 | 0.201
| 29.522 | 0 | 0.167
| 45.2671 | 0 | 0.167
| 31.0528 | 0 | 0.156
| 39.144 | 0 | 0.154
| 73.477 | 0 | 0.16
| 64.9485 | 0 | 0.152
| 131.865 | 0 | 0.143
| 137.3321 | 0.007 | 0.148
| 124.8672 | 0.088 | 0.13
| 176.4761 | 0.176 | 0.106
| 253.0147 | 0.23 | 0.085
| 113.7145 | 0.286 | 0.069
| 137.5508 | 0.398 | 0.052
| 173.1959 | 0.545 | 0.041
| 128.1475 | 0.425 | 0.029
| 126.6167 | 0.31 | 0.033
| 134.0519 | 0.144 | 0.053
| 163.7926 | 0.015 | 0.093
| 166.1981 | 0 | 0.152
| 162.0431 | 0 | 0.213
| 169.2596 | 0 | 0.286
| 138.4255 | 0 | 0.308
| 59.2627 | 0 | 0.297
| 34.333 | 0 | 0.249
| 27.1165 | 0 | 0.233
| 44.1737 | 0 | 0.236
| 59.4814 | 0 | 0.209
| 72.165 | 0 | 0.186
| 68.01 | 0 | 0.167
| 68.4474 | 0 | 0.155
| 132.7398 | 0 | 0.136
| 134.7079 | 0.01 | 0.124
| 127.054 | 0.124 | 0.1
| 197.4695 | 0.297 | 0.067
| 142.1431 | 0.435 | 0.05
| 126.398 | 0.491 | 0.046
| 128.5848 | 0.461 | 0.035
| 173.6332 | 0.373 | 0.027
| 151.9838 | 0.346 | 0.035
| 155.264 | 0.306 | 0.049
| 150.6717 | 0.183 | 0.065
| 154.1706 | 0.02 | 0.079
| 185.442 | 0 | 0.083
| 140.1749 | 0 | 0.078
| 133.3958 | 0 | 0.075
| 131.6464 | 0 | 0.075
| 126.8354 | 0 | 0.078
| 62.7616 | 0 | 0.082
| 24.9297 | 0 | 0.086
| 28.6473 | 0 | 0.085
| 24.2737 | 0 | 0.089
| 28.4286 | 0 | 0.101
| 42.6429 | 0 | 0.111
| 115.0266 | 0 | 0.114
| 111.0903 | 0 | 0.104
| 161.1684 | 0.017 | 0.086
| 148.9222 | 0.152 | 0.062
| 178.2256 | 0.347 | 0.033
| 143.2365 | 0.481 | 0.022
| 221.7432 | 0.535 | 0.011
| 405.2171 | 0.548 | 0.002
| 288.0038 | 0.534 | 0.001
| 395.8138 | 0.431 | 0
| 229.3971 | 0.244 | 0.001
| 159.4189 | 0.078 | 0.002
| 165.542 | 0.005 | 0.004
| 134.9266 | 0 | 0.005
| 131.6464 | 0 | 0.005
| 127.7101 | 0 | 0.004
| 161.3871 | 0 | 0.002
| 130.1156 | 0 | 0.001
| 33.677 | 0 | 0.001
| 31.4902 | 0 | 0
| 24.9297 | 0 | 0
| 28.866 | 0 | 0
| 29.3033 | 0 | 0.002
| 43.0803 | 0 | 0.007
| 99.2815 | 0 | 0.01
| 111.5276 | 0 | 0.01
| 161.3871 | 0.007 | 0.009
| 138.2068 | 0.077 | 0.008
| 239.8938 | 0.185 | 0.004
| 180.4124 | 0.28 | 0.001
| 602.6867 | 0.385 | 0.001
| 131.209 | 0.544 | 0.002
| 151.7651 | 0.581 | 0.002
| 166.6354 | 0.491 | 0.002
| 153.2958 | 0.322 | 0.002
| 174.7267 | 0.138 | 0.004
| 137.3321 | 0.011 | 0.009
| 166.1981 | 0 | 0.017
| 129.4595 | 0 | 0.02
| 144.3299 | 0 | 0.019
| 139.0815 | 0 | 0.021
| 137.1134 | 0 | 0.031
| 50.0781 | 0 | 0.043
| 33.677 | 0 | 0.058
| 34.1143 | 0 | 0.077
| 39.8001 | 0 | 0.097
| 30.3968 | 0 | 0.123
| 28.6473 | 0 | 0.155
| 57.2946 | 0 | 0.208
| 63.855 | 0 | 0.251
| 117.8694 | 0.063 | 0.245
| 143.8925 | 0.319 | 0.168
| 202.4992 | 0.542 | 0.141
| 137.7694 | 0.698 | 0.114
| 132.0837 | 0.784 | 0.118
| 406.7479 | 0.808 | 0.107
| 162.0431 | 0.77 | 0.1
| 158.3255 | 0.672 | 0.096
| 144.3299 | 0.51 | 0.101
| 127.7101 | 0.284 | 0.128
| 150.8903 | 0.046 | 0.237
| 189.597 | 0 | 0.335
| 151.3277 | 0 | 0.362
| 136.02 | 0 | 0.38
| 183.0366 | 0 | 0.368
| 54.4517 | 0 | 0.344
| 26.2418 | 0 | 0.352
| 32.3649 | 0 | 0.337
| 24.2737 | 0 | 0.346
| 41.7682 | 0 | 0.334
| 64.0737 | 0 | 0.316
| 58.6067 | 0 | 0.305
| 75.0078 | 0 | 0.298
| 68.01 | 0 | 0.292
| 228.5223 | 0.078 | 0.264
| 158.1068 | 0.341 | 0.235
| 133.1771 | 0.565 | 0.187
| 129.4595 | 0.707 | 0.135
| 134.0519 | 0.754 | 0.108
| 130.7716 | 0.747 | 0.075
| 130.9903 | 0.661 | 0.063
| 135.1453 | 0.535 | 0.058
| 131.209 | 0.363 | 0.064
| 130.553 | 0.179 | 0.07
| 134.9266 | 0.019 | 0.097
| 139.9563 | 0 | 0.137
| 310.7466 | 0 | 0.14
| 138.6442 | 0 | 0.14
| 141.7057 | 0 | 0.132
| 94.6892 | 0 | 0.125
| 34.1143 | 0 | 0.115
| 33.8957 | 0 | 0.108
| 32.8023 | 0 | 0.108
| 72.3836 | 0 | 0.111
| 76.9759 | 0 | 0.113
| 98.1881 | 0 | 0.121
| 77.632 | 0 | 0.13
| 80.6935 | 0 | 0.137
| 309.2159 | 0.009 | 0.141
| 307.4664 | 0.078 | 0.122
| 209.497 | 0.152 | 0.082
| 131.209 | 0.226 | 0.063
| 127.9288 | 0.254 | 0.076
| 125.5233 | 0.258 | 0.084
| 126.1793 | 0.221 | 0.078
| 122.8991 | 0.227 | 0.054
| 127.2727 | 0.15 | 0.034
| 123.7738 | 0.065 | 0.02
| 156.7948 | 0.009 | 0.021
| 183.0366 | 0 | 0.03
| 138.2068 | 0 | 0.039
| 131.209 | 0 | 0.054
| 131.209 | 0 | 0.063
| 144.5486 | 0 | 0.062
| 157.4508 | 0 | 0.059
| 113.0584 | 0 | 0.051
| 115.9013 | 0 | 0.029
| 114.1518 | 0 | 0.009
| 120.7123 | 0 | 0.001
| 126.1793 | 0 | 0
| 115.6826 | 0 | 0
| 115.2452 | 0 | 0
| 111.5276 | 0.025 | 0
| 140.831 | 0.134 | 0
| 135.5826 | 0.273 | 0
| 374.6017 | 0.379 | 0.001
| 493.7832 | 0.432 | 0.005
| 427.304 | 0.445 | 0.01
| 282.9741 | 0.414 | 0.017
| 162.6992 | 0.353 | 0.022
| 127.7101 | 0.236 | 0.019
| 126.8354 | 0.122 | 0.012
| 144.5486 | 0.016 | 0.01
| 167.0728 | 0 | 0.004
| 169.0409 | 0 | 0.003
| 158.3255 | 0 | 0.002
| 145.4233 | 0 | 0.002
| 147.8288 | 0 | 0.001
| 54.6704 | 0 | 0.001
| 43.7363 | 0 | 0.001
| 39.5814 | 0 | 0
| 49.4221 | 0 | 0
| 75.6639 | 0 | 0
| 99.5002 | 0 | 0.001
| 99.7188 | 0 | 0.001
| 111.965 | 0 | 0.002
| 183.0366 | 0.05 | 0.003
| 159.4189 | 0.229 | 0.002
| 366.2918 | 0.409 | 0
| 192.6585 | 0.62 | 0
| 132.5211 | 0.694 | 0
| 118.5255 | 0.715 | 0
| 113.7145 | 0.7 | 0
| 111.7463 | 0.619 | 0
| 111.965 | 0.459 | 0
| 115.6826 | 0.266 | 0.001
| 163.7926 | 0.056 | 0.003
| 167.0728 | 0 | 0.008
| 126.398 | 0 | 0.026
| 134.4892 | 0 | 0.041
| 130.9903 | 0 | 0.053
| 80.4749 | 0 | 0.086
| 38.2693 | 0 | 0.155
| 37.1759 | 0 | 0.214
| 36.9572 | 0 | 0.217
| 26.2418 | 0 | 0.207
| 61.6682 | 0 | 0.2
| 71.0715 | 0 | 0.169
| 109.5595 | 0 | 0.148
| 119.1815 | 0 | 0.133
| 137.3321 | 0.005 | 0.127
| 131.6464 | 0.038 | 0.102
| 167.9475 | 0.093 | 0.087
| 162.0431 | 0.152 | 0.147
| 146.5167 | 0.211 | 0.145
| 125.3046 | 0.225 | 0.148
| 132.0837 | 0.211 | 0.159
| 126.6167 | 0.193 | 0.129
| 110.6529 | 0.132 | 0.132
| 119.8375 | 0.067 | 0.133
| 155.264 | 0.014 | 0.153
| 185.442 | 0 | 0.145
| 136.676 | 0 | 0.124
| 127.2727 | 0 | 0.1
| 71.9463 | 0 | 0.116
| 30.3968 | 0 | 0.124
| 28.4286 | 0 | 0.124
| 24.2737 | 0 | 0.118
| 29.0847 | 0 | 0.14
| 44.8297 | 0 | 0.159
| 69.5408 | 0 | 0.16
| 53.1396 | 0 | 0.124
| 98.6254 | 0 | 0.111
| 109.3408 | 0 | 0.105
| 159.8563 | 0.007 | 0.094
| 126.6167 | 0.062 | 0.074
| 197.0322 | 0.15 | 0.054
| 127.7101 | 0.216 | 0.042
| 130.553 | 0.239 | 0.033
| 109.9969 | 0.228 | 0.023
| 134.9266 | 0.187 | 0.017
| 136.8947 | 0.134 | 0.012
| 115.0266 | 0.081 | 0.008
| 122.6804 | 0.036 | 0.006
| 115.4639 | 0.003 | 0.009
| 116.9947 | 0 | 0.019
| 201.8432 | 0 | 0.038
| 137.3321 | 0 | 0.068
| 129.8969 | 0 | 0.102
| 91.1903 | 0 | 0.102
| 33.4583 | 0 | 0.115
| 26.8978 | 0 | 0.133
| 30.8341 | 0 | 0.136
| 42.4242 | 0 | 0.118
| 56.2012 | 0 | 0.123
| 65.3858 | 0 | 0.165
| 60.1375 | 0 | 0.168
| 73.2584 | 0 | 0.209
| 132.3024 | 0.004 | 0.309
| 144.3299 | 0.032 | 0.458
| 140.1749 | 0.05 | 0.517
| 230.7091 | 0.075 | 0.572
| 129.4595 | 0.091 | 0.636
| 131.6464 | 0.115 | 0.667
| 157.2321 | 0.1 | 0.685
| 125.0859 | 0.086 | 0.714
| 169.4783 | 0.052 | 0.727
| 229.8344 | 0.021 | 0.756
| 195.064 | 0.002 | 0.788
| 293.4708 | 0 | 0.821
| 144.7673 | 0 | 0.859
| 138.8629 | 0 | 0.848
| 135.5826 | 0 | 0.8
| 129.6782 | 0 | 0.729
| 105.8419 | 0 | 0.618
| 34.1143 | 0 | 0.507
| 42.4242 | 0 | 0.445
| 34.9891 | 0 | 0.403
| 28.866 | 0 | 0.379
| 25.3671 | 0 | 0.416
| 53.577 | 0 | 0.466
| 60.5748 | 0 | 0.461
| 145.2046 | 0.003 | 0.479
| 132.5211 | 0.026 | 0.513
| 219.5564 | 0.058 | 0.519
| 131.865 | 0.078 | 0.508
| 119.6189 | 0.093 | 0.48
| 126.6167 | 0.114 | 0.469
| 176.4761 | 0.114 | 0.442
| 135.364 | 0.082 | 0.379
| 116.12 | 0.042 | 0.364
| 120.4936 | 0.011 | 0.359
| 120.931 | 0 | 0.231
| 182.5992 | 0 | 0.187
| 146.7354 | 0 | 0.158
| 143.0178 | 0 | 0.142
| 158.7629 | 0 | 0.142
| 85.2858 | 0 | 0.139
| 40.6748 | 0 | 0.147
| 40.2374 | 0 | 0.16
| 24.9297 | 0 | 0.156
| 24.711 | 0 | 0.153
| 28.866 | 0 | 0.142
| 24.4923 | 0 | 0.133
| 92.2837 | 0 | 0.142
| 110.2156 | 0 | 0.142
| 125.9606 | 0.011 | 0.113
| 133.6145 | 0.048 | 0.097
| 130.3343 | 0.094 | 0.085
| 186.5355 | 0.164 | 0.109
| 116.9947 | 0.231 | 0.142
| 127.7101 | 0.201 | 0.119
| 133.3958 | 0.196 | 0.1
| 109.7782 | 0.145 | 0.076
| 113.2771 | 0.104 | 0.059
| 109.1222 | 0.043 | 0.045
| 111.309 | 0.006 | 0.041
| 176.0387 | 0 | 0.045
| 146.298 | 0 | 0.032
| 188.5036 | 0 | 0.025
| 517.8382 | 0 | 0.017
| 106.0606 | 0 | 0.015
| 39.144 | 0 | 0.015
| 33.4583 | 0 | 0.017
| 47.6726 | 0 | 0.019
| 34.1143 | 0 | 0.016
| 24.711 | 0 | 0.012
| 27.7726 | 0 | 0.009
| 91.1903 | 0 | 0.006
| 118.0881 | 0 | 0.004
| 401.2809 | 0.015 | 0.004
| 131.209 | 0.071 | 0.004
| 175.3827 | 0.148 | 0.004
| 132.0837 | 0.268 | 0.005
| 127.2727 | 0.391 | 0.005
| 117.2134 | 0.425 | 0.006
| 112.1837 | 0.403 | 0.008
| 113.2771 | 0.393 | 0.012
| 109.1222 | 0.298 | 0.01
| 117.4321 | 0.201 | 0.006
| 205.3421 | 0.053 | 0.01
| 141.2684 | 0 | 0.005
| 135.8013 | 0 | 0.002
| 127.9288 | 0 | 0.003
| 79.8188 | 0 | 0.024
| 45.2671 | 0 | 0.039
| 34.7704 | 0 | 0.045
| 27.5539 | 0 | 0.057
| 29.3033 | 0 | 0.071
| 24.711 | 0 | 0.101
| 28.6473 | 0 | 0.095
| 38.488 | 0 | 0.084
| 54.4517 | 0 | 0.09
| 58.8254 | 0 | 0.118
| 124.6485 | 0.023 | 0.137
| 136.676 | 0.086 | 0.16
| 180.1937 | 0.154 | 0.167
| 126.8354 | 0.181 | 0.245
| 132.5211 | 0.196 | 0.285
| 110.6529 | 0.229 | 0.308
| 111.5276 | 0.236 | 0.292
| 116.3386 | 0.207 | 0.255
| 126.398 | 0.148 | 0.225
| 121.3683 | 0.068 | 0.198
| 113.9332 | 0.013 | 0.22
| 360.3874 | 0 | 0.227
| 147.1728 | 0 | 0.217
| 134.9266 | 0 | 0.209
| 129.2409 | 0 | 0.225
| 111.309 | 0 | 0.254
| 61.0122 | 0 | 0.358
| 47.6726 | 0 | 0.422
| 27.3352 | 0 | 0.448
| 33.4583 | 0 | 0.478
| 23.8363 | 0 | 0.519
| 27.5539 | 0 | 0.584
| 48.11 | 0 | 0.622
| 105.6232 | 0 | 0.55
| 131.4277 | 0.016 | 0.42
| 127.7101 | 0.064 | 0.251
| 131.865 | 0.113 | 0.133
| 168.3849 | 0.131 | 0.08
| 131.6464 | 0.124 | 0.049
| 162.6992 | 0.136 | 0.026
| 162.0431 | 0.133 | 0.016
| 155.92 | 0.131 | 0.009
| 119.1815 | 0.131 | 0.009
| 108.9035 | 0.1 | 0.007
| 120.7123 | 0.032 | 0.008
| 212.1212 | 0 | 0.005
| 145.2046 | 0 | 0.001
| 143.8925 | 0 | 0
| 141.7057 | 0 | 0
| 125.742 | 0 | 0
| 39.8001 | 0 | 0.002
| 26.2418 | 0 | 0.011
| 41.1122 | 0 | 0.011
| 29.522 | 0 | 0.013
| 26.2418 | 0 | 0.031
| 57.0759 | 0 | 0.049
| 65.6045 | 0 | 0.051
| 83.3177 | 0 | 0.049
| 150.0156 | 0.074 | 0.062
| 141.7057 | 0.179 | 0.044
| 131.4277 | 0.226 | 0.02
| 202.4992 | 0.327 | 0.023
| 133.6145 | 0.224 | 0.031
| 129.6782 | 0.17 | 0.051
| 120.2749 | 0.176 | 0.083
| 111.5276 | 0.196 | 0.153
| 111.5276 | 0.159 | 0.216
| 122.6804 | 0.15 | 0.285
| 177.1321 | 0.056 | 0.389
| 161.1684 | 0 | 0.418
| 148.4849 | 0 | 0.463
| 147.6101 | 0 | 0.609
| 139.3002 | 0 | 0.787
| 68.8847 | 0 | 0.829
| 29.9594 | 0 | 0.789
| 31.4902 | 0 | 0.62
| 36.5198 | 0 | 0.382
| 35.6451 | 0 | 0.154
| 26.8978 | 0 | 0.099
| 25.8044 | 0 | 0.097
| 33.677 | 0 | 0.097
| 116.5573 | 0 | 0.102
| 146.7354 | 0.024 | 0.114
| 124.6485 | 0.072 | 0.095
| 217.3696 | 0.118 | 0.153
| 131.6464 | 0.12 | 0.265
| 132.9584 | 0.137 | 0.218
| 114.8079 | 0.174 | 0.199
| 110.6529 | 0.204 | 0.152
| 113.7145 | 0.193 | 0.144
| 108.6848 | 0.133 | 0.092
| 107.3727 | 0.071 | 0.042
| 114.5892 | 0.016 | 0.044
| 116.12 | 0 | 0.042
| 275.1015 | 0 | 0.046
| 493.3458 | 0 | 0.053
| 152.8585 | 0 | 0.077
| 128.8035 | 0 | 0.124
| 36.5198 | 0 | 0.163
| 29.3033 | 0 | 0.215
| 26.2418 | 0 | 0.329
| 46.7979 | 0 | 0.712
| 27.9913 | 0 | 0.915
| 26.8978 | 0 | 0.852
| 26.8978 | 0 | 0.775
| 25.5858 | 0 | 0.761
| 97.532 | 0.01 | 0.75
| 138.6442 | 0.053 | 0.753
| 150.453 | 0.09 | 0.779
| 126.6167 | 0.17 | 0.774
| 125.3046 | 0.191 | 0.75
| 191.1278 | 0.207 | 0.689
| 134.7079 | 0.178 | 0.605
| 144.1112 | 0.129 | 0.57
| 149.3596 | 0.084 | 0.584
| 120.931 | 0.046 | 0.575
| 132.9584 | 0.01 | 0.574
| 195.7201 | 0 | 0.552
| 140.831 | 0 | 0.556
| 145.4233 | 0 | 0.591
| 135.364 | 0 | 0.556
| 77.1946 | 0 | 0.522
| 38.7067 | 0 | 0.508
| 32.8023 | 0 | 0.513
| 26.6792 | 0 | 0.498
| 40.2374 | 0 | 0.451
| 43.0803 | 0 | 0.429
| 37.8319 | 0 | 0.402
| 37.1759 | 0 | 0.359
| 78.7254 | 0 | 0.306
| 144.1112 | 0.013 | 0.23
| 132.3024 | 0.059 | 0.189
| 212.5586 | 0.105 | 0.201
| 127.9288 | 0.155 | 0.21
| 146.0793 | 0.233 | 0.261
| 109.5595 | 0.25 | 0.274
| 107.8101 | 0.2 | 0.265
| 115.4639 | 0.132 | 0.259
| 110.6529 | 0.082 | 0.262
| 111.7463 | 0.047 | 0.229
| 134.7079 | 0.014 | 0.157
| 187.4102 | 0 | 0.123
| 136.4574 | 0 | 0.122
| 140.1749 | 0 | 0.128
| 121.1496 | 0 | 0.114
| 38.488 | 0 | 0.103
| 29.3033 | 0 | 0.113
| 26.8978 | 0 | 0.107
| 27.5539 | 0 | 0.084
| 26.0231 | 0 | 0.079
| 41.3308 | 0 | 0.071
| 57.5133 | 0 | 0.054
| 53.577 | 0 | 0.03
| 118.0881 | 0 | 0.009
| 162.4805 | 0.099 | 0.002
| 204.2487 | 0.29 | 0.001
| 129.2409 | 0.48 | 0
| 126.398 | 0.616 | 0
| 127.7101 | 0.655 | 0
| 112.6211 | 0.616 | 0
| 106.7167 | 0.521 | 0.003
| 114.1518 | 0.41 | 0.008
| 111.0903 | 0.289 | 0.015
| 291.0653 | 0.161 | 0.016
| 307.0291 | 0.052 | 0.017
| 139.5189 | 0 | 0.031
| 150.2343 | 0 | 0.037
| 274.2268 | 0 | 0.04
| 147.1728 | 0 | 0.041
| 34.333 | 0 | 0.045
| 34.7704 | 0 | 0.055
| 33.4583 | 0 | 0.05
| 25.3671 | 0 | 0.05
| 29.522 | 0 | 0.057
| 27.9913 | 0 | 0.046
| 29.3033 | 0 | 0.068
| 20.7748 | 0 | 0.088
| 108.0287 | 0 | 0.088
| 136.8947 | 0.008 | 0.083
| 138.4255 | 0.031 | 0.086
| 226.3355 | 0.06 | 0.085
| 186.5355 | 0.077 | 0.159
| 131.865 | 0.091 | 0.254
| 108.9035 | 0.1 | 0.281
| 113.7145 | 0.099 | 0.293
| 113.0584 | 0.093 | 0.296
| 117.8694 | 0.064 | 0.311
| 116.3386 | 0.034 | 0.325
| 103.6551 | 0.012 | 0.313
| 173.6332 | 0 | 0.27
| 134.2705 | 0 | 0.192
| 134.0519 | 0 | 0.139
| 120.7123 | 0 | 0.086
| 34.333 | 0 | 0.065
| 42.2056 | 0 | 0.051
| 29.3033 | 0 | 0.048
| 25.3671 | 0 | 0.061
| 29.522 | 0 | 0.087
| 26.2418 | 0 | 0.09
| 25.1484 | 0 | 0.076
| 30.1781 | 0 | 0.062
| 145.8607 | 0 | 0.058
| 137.5508 | 0.054 | 0.046
| 212.5586 | 0.151 | 0.038
| 178.6629 | 0.235 | 0.047
| 128.3661 | 0.318 | 0.06
| 127.9288 | 0.358 | 0.068
| 110.8716 | 0.344 | 0.071
| 116.776 | 0.314 | 0.078
| 92.065 | 0.277 | 0.086
| 81.5683 | 0.21 | 0.077
| 120.4936 | 0.126 | 0.051
| 108.9035 | 0.037 | 0.042
| 151.9838 | 0 | 0.04
| 135.8013 | 0 | 0.03
| 133.8332 | 0 | 0.02
| 123.1178 | 0 | 0.014
| 121.587 | 0 | 0.012
| 115.4639 | 0 | 0.014
| 42.6429 | 0 | 0.015
| 27.9913 | 0 | 0.012
| 27.7726 | 0 | 0.01
| 31.2715 | 0 | 0.011
| 26.2418 | 0 | 0.01
| 57.732 | 0 | 0.011
| 113.4958 | 0 | 0.011
| 153.5145 | 0.026 | 0.013
| 130.3343 | 0.078 | 0.013
| 188.2849 | 0.161 | 0.018
| 153.0772 | 0.251 | 0.026
| 124.2112 | 0.347 | 0.037
| 111.5276 | 0.392 | 0.043
| 115.6826 | 0.375 | 0.039
| 144.9859 | 0.315 | 0.034
| 109.5595 | 0.275 | 0.025
| 124.4299 | 0.173 | 0.015
| 106.2793 | 0.064 | 0.015
| 191.7838 | 0 | 0.01
| 137.3321 | 0 | 0.004
| 120.2749 | 0 | 0.001
| 116.9947 | 0 | 0
| 121.587 | 0 | 0
| 54.0144 | 0 | 0
| 34.1143 | 0 | 0
| 30.8341 | 0 | 0.001
| 25.5858 | 0 | 0.005
| 25.5858 | 0 | 0.009
| 33.4583 | 0 | 0.014
| 25.3671 | 0 | 0.019
| 31.9275 | 0.002 | 0.025
| 118.7441 | 0.12 | 0.023
| 153.7332 | 0.35 | 0.014
| 206.2168 | 0.547 | 0.006
| 144.1112 | 0.661 | 0.007
| 131.865 | 0.743 | 0.017
| 267.4477 | 0.753 | 0.027
| 370.8841 | 0.616 | 0.034
| 113.0584 | 0.389 | 0.035
| 113.2771 | 0.166 | 0.023
| 109.3408 | 0.066 | 0.017
| 109.3408 | 0.015 | 0.03
| 113.9332 | 0 | 0.068
| 175.3827 | 0 | 0.108
| 208.6223 | 0 | 0.121
| 136.8947 | 0 | 0.156
| 130.3343 | 0 | 0.193
| 99.7188 | 0 | 0.257
| 26.2418 | 0 | 0.28
| 30.8341 | 0 | 0.281
| 26.0231 | 0 | 0.245
| 25.5858 | 0 | 0.27
| 37.6132 | 0 | 0.199
| 32.8023 | 0 | 0.129
| 40.8935 | 0 | 0.102
| 138.8629 | 0.033 | 0.068
| 119.1815 | 0.089 | 0.035
| 197.0322 | 0.16 | 0.021
| 130.3343 | 0.206 | 0.019
| 139.9563 | 0.25 | 0.014
| 136.4574 | 0.309 | 0.009
| 188.2849 | 0.298 | 0.006
| 121.8057 | 0.302 | 0.002
| 348.1412 | 0.256 | 0.001
| 295.2202 | 0.183 | 0
| 266.7916 | 0.07 | 0
| 144.9859 | 0.001 | 0
| 143.6739 | 0 | 0
| 139.3002 | 0 | 0
| 153.9519 | 0 | 0.001
| 136.4574 | 0 | 0.004
| 124.2112 | 0 | 0.01
| 107.5914 | 0 | 0.021
| 28.4286 | 0 | 0.036
| 30.6154 | 0 | 0.048
| 26.4605 | 0 | 0.059
| 26.0231 | 0 | 0.063
| 31.0528 | 0 | 0.063
| 135.5826 | 0.003 | 0.061
| 143.0178 | 0.125 | 0.046
| 137.5508 | 0.361 | 0.019
| 133.3958 | 0.508 | 0.006
| 155.264 | 0.596 | 0.003
| 118.5255 | 0.622 | 0.005
| 108.9035 | 0.611 | 0.008
| 91.1903 | 0.492 | 0.012
| 97.0947 | 0.305 | 0.013
| 123.9925 | 0.169 | 0.01
| 476.726 | 0.07 | 0.007
| 198.5629 | 0.018 | 0.005
| 120.7123 | 0 | 0.004
| 102.5617 | 0 | 0.021
| 108.4661 | 0 | 0.048
| 42.8616 | 0 | 0.041
| 33.8957 | 0 | 0.053
| 34.333 | 0 | 0.046
| 37.3946 | 0 | 0.047
| 27.7726 | 0 | 0.073
| 26.0231 | 0 | 0.085
| 30.1781 | 0 | 0.1
| 24.2737 | 0 | 0.118
| 28.866 | 0 | 0.163
| 26.8978 | 0 | 0.157
| 57.0759 | 0.02 | 0.144
| 130.553 | 0.059 | 0.16
| 193.7519 | 0.134 | 0.17
| 127.054 | 0.2 | 0.169
| 138.8629 | 0.225 | 0.181
| 429.7095 | 0.344 | 0.241
| 149.1409 | 0.321 | 0.263
| 113.7145 | 0.275 | 0.241
| 80.0375 | 0.164 | 0.249
| 83.3177 | 0.086 | 0.289
| 104.9672 | 0.029 | 0.348
| 140.831 | 0 | 0.379
| 130.3343 | 0 | 0.41
| 122.6804 | 0 | 0.538
| 127.4914 | 0 | 0.59
| 122.8991 | 0 | 0.413
| 123.5551 | 0 | 0.312
| 119.8375 | 0 | 0.281
| 113.7145 | 0 | 0.273
| 116.3386 | 0 | 0.227
| 101.0309 | 0 | 0.207
| 116.12 | 0 | 0.186
| 104.0925 | 0 | 0.195
| 111.7463 | 0.001 | 0.233
| 122.4617 | 0.045 | 0.201
| 114.3705 | 0.141 | 0.147
| 110.4342 | 0.239 | 0.106
| 160.9497 | 0.294 | 0.126
| 98.8441 | 0.333 | 0.137
| 69.3221 | 0.274 | 0.125
| 67.5726 | 0.196 | 0.084
| 69.9781 | 0.128 | 0.042
| 52.2649 | 0.096 | 0.034
| 99.7188 | 0.072 | 0.041
| 66.9166 | 0.036 | 0.042
| 169.2596 | 0.002 | 0.041
| 147.6101 | 0 | 0.041
| 115.0266 | 0 | 0.028
| 107.3727 | 0 | 0.019
| 44.1737 | 0 | 0.01
| 44.1737 | 0 | 0.006
| 48.9847 | 0 | 0.006
| 36.3012 | 0 | 0.011
| 26.0231 | 0 | 0.018
| 30.3968 | 0 | 0.017
| 26.2418 | 0 | 0.013
| 26.2418 | 0 | 0.009
| 41.9869 | 0.001 | 0.006
| 157.0134 | 0.043 | 0.002
| 139.0815 | 0.134 | 0.001
| 176.4761 | 0.333 | 0.001
| 142.3618 | 0.5 | 0.001
| 130.9903 | 0.618 | 0
| 128.8035 | 0.665 | 0
| 125.5233 | 0.654 | 0
| 76.9759 | 0.589 | 0
| 58.388 | 0.489 | 0
| 65.1671 | 0.343 | 0
| 349.8907 | 0.134 | 0.002
| 150.6717 | 0.008 | 0.006
| 134.7079 | 0 | 0.006
| 135.364 | 0 | 0.003
| 127.7101 | 0 | 0.002
| 132.3024 | 0 | 0.002
| 81.3496 | 0 | 0.003
| 44.6111 | 0 | 0.007
| 37.6132 | 0 | 0.013
| 34.1143 | 0 | 0.021
| 31.2715 | 0 | 0.031
| 25.3671 | 0 | 0.039
| 60.1375 | 0 | 0.049
| 119.6189 | 0.009 | 0.055
| 129.4595 | 0.168 | 0.035
| 123.9925 | 0.388 | 0.012
| 163.3552 | 0.551 | 0.003
| 128.5848 | 0.671 | 0.007
| 120.931 | 0.769 | 0.016
| 120.2749 | 0.821 | 0.023
| 144.1112 | 0.808 | 0.026
| 81.7869 | 0.723 | 0.026
| 89.0034 | 0.585 | 0.025
| 97.7507 | 0.376 | 0.022
| 101.0309 | 0.166 | 0.012
| 111.0903 | 0.011 | 0.013
| 190.253 | 0 | 0.026
| 119.8375 | 0 | 0.054
| 115.6826 | 0 | 0.081
| 115.6826 | 0 | 0.115
| 34.333 | 0 | 0.138
| 33.4583 | 0 | 0.141
| 37.8319 | 0 | 0.165
| 27.5539 | 0 | 0.171
| 26.0231 | 0 | 0.235
| 29.522 | 0 | 0.266
| 89.2221 | 0 | 0.31
| 127.2727 | 0.003 | 0.332
| 128.3661 | 0.036 | 0.31
| 136.4574 | 0.067 | 0.278
| 126.398 | 0.11 | 0.302
| 201.8432 | 0.156 | 0.316
| 126.398 | 0.177 | 0.341
| 138.4255 | 0.177 | 0.355
| 109.9969 | 0.233 | 0.278
| 95.7826 | 0.315 | 0.218
| 93.8144 | 0.31 | 0.191
| 101.4683 | 0.178 | 0.142
| 99.7188 | 0.045 | 0.114
| 151.5464 | 0.001 | 0.087
| 107.5914 | 0 | 0.097
| 102.1243 | 0 | 0.102
| 87.4727 | 0 | 0.101
| 52.921 | 0 | 0.115
| 44.8297 | 0 | 0.119
| 43.7363 | 0 | 0.093
| 37.3946 | 0 | 0.07
| 33.677 | 0 | 0.076
| 38.7067 | 0 | 0.062
| 26.8978 | 0 | 0.063
| 35.4264 | 0 | 0.096
| 116.3386 | 0.006 | 0.095
| 129.6782 | 0.096 | 0.082
| 124.4299 | 0.228 | 0.063
| 124.8672 | 0.305 | 0.071
| 185.2234 | 0.366 | 0.081
| 135.5826 | 0.372 | 0.078
| 157.6695 | 0.319 | 0.072
| 104.3112 | 0.222 | 0.061
| 82.2243 | 0.153 | 0.047
| 85.0672 | 0.117 | 0.035
| 143.8925 | 0.08 | 0.021
| 126.6167 | 0.035 | 0.012
| 138.4255 | 0.003 | 0.015
| 120.2749 | 0 | 0.019
| 117.6507 | 0 | 0.019
| 101.9057 | 0 | 0.017
| 34.9891 | 0 | 0.012
| 34.5517 | 0 | 0.009
| 38.488 | 0 | 0.007
| 34.5517 | 0 | 0.006
| 35.2077 | 0 | 0.007
| 31.7088 | 0 | 0.014
| 25.3671 | 0 | 0.024
| 101.2496 | 0 | 0.027
| 114.3705 | 0.004 | 0.024
| 142.3618 | 0.057 | 0.02
| 117.2134 | 0.156 | 0.025
| 197.0322 | 0.286 | 0.038
| 118.0881 | 0.357 | 0.047
| 89.2221 | 0.406 | 0.048
| 39.5814 | 0.429 | 0.043
| 62.9803 | 0.407 | 0.035
| 42.6429 | 0.4 | 0.026
| 54.0144 | 0.356 | 0.018
| 42.2056 | 0.234 | 0.008
| 75.6639 | 0.112 | 0.001
| 97.7507 | 0.012 | 0.004
| 140.831 | 0 | 0.018
| 130.3343 | 0 | 0.033
| 113.9332 | 0 | 0.045
| 70.8529 | 0 | 0.057
| 38.488 | 0 | 0.065
| 33.8957 | 0 | 0.077
| 30.8341 | 0 | 0.085
| 31.2715 | 0 | 0.093
| 26.6792 | 0 | 0.103
| 26.4605 | 0 | 0.103
| 29.7407 | 0 | 0.094
| 21.8682 | 0.014 | 0.081
| 44.1737 | 0.185 | 0.047
| 136.4574 | 0.416 | 0.021
| 129.8969 | 0.61 | 0.023
| 176.9135 | 0.744 | 0.021
| 120.2749 | 0.823 | 0.013
| 140.1749 | 0.846 | 0.008
| 133.3958 | 0.816 | 0.005
| 409.1534 | 0.731 | 0.005
| 367.1665 | 0.598 | 0.008
| 96.4386 | 0.408 | 0.009
| 149.3596 | 0.188 | 0.01
| 128.1475 | 0.015 | 0.017
| 131.6464 | 0 | 0.018
| 130.3343 | 0 | 0.014
| 103.4364 | 0 | 0.011
| 47.2352 | 0 | 0.011
| 35.4264 | 0 | 0.012
| 34.5517 | 0 | 0.013
| 32.5836 | 0 | 0.018
| 23.8363 | 0 | 0.017
| 23.1803 | 0 | 0.011
| 40.8935 | 0 | 0.006
| 95.5639 | 0 | 0.003
| 113.4958 | 0.016 | 0.002
| 131.209 | 0.21 | 0.001
| 136.676 | 0.436 | 0
| 133.6145 | 0.621 | 0
| 193.3146 | 0.752 | 0
| 120.931 | 0.829 | 0.003
| 113.0584 | 0.851 | 0.022
| 110.6529 | 0.824 | 0.045
| 111.309 | 0.742 | 0.055
| 114.1518 | 0.606 | 0.061
| 107.5914 | 0.375 | 0.063
| 172.3211 | 0.108 | 0.047
| 132.7398 | 0.008 | 0.037
| 129.4595 | 0 | 0.022
| 154.8266 | 0 | 0.015
| 118.7441 | 0 | 0.008
| 37.8319 | 0 | 0.002
| 40.6748 | 0 | 0
| 33.8957 | 0 | 0
| 37.6132 | 0 | 0
| 31.4902 | 0 | 0
| 24.711 | 0 | 0
| 28.866 | 0 | 0
| 36.0825 | 0 | 0
| 58.6067 | 0.01 | 0
| 141.7057 | 0.07 | 0
| 134.0519 | 0.148 | 0
| 192.4399 | 0.223 | 0
| 258.9191 | 0.273 | 0
| 130.3343 | 0.3 | 0
| 124.8672 | 0.298 | 0
| 145.642 | 0.273 | 0.002
| 122.4617 | 0.225 | 0.004
| 143.4552 | 0.183 | 0.005
| 123.3365 | 0.138 | 0.003
| 128.1475 | 0.072 | 0.005
| 176.9135 | 0.01 | 0.011
| 131.865 | 0 | 0.024
| 132.3024 | 0 | 0.035
| 121.3683 | 0 | 0.042
| 35.2077 | 0 | 0.032
| 39.3627 | 0 | 0.026
| 33.8957 | 0 | 0.037
| 30.6154 | 0 | 0.049
| 24.711 | 0 | 0.065
| 21.8682 | 0 | 0.09
| 30.1781 | 0 | 0.111
| 81.3496 | 0 | 0.122
| 109.5595 | 0.006 | 0.138
| 137.1134 | 0.056 | 0.153
| 125.742 | 0.123 | 0.152
| 123.7738 | 0.2 | 0.157
| 123.5551 | 0.281 | 0.191
| 113.2771 | 0.339 | 0.223
| 111.5276 | 0.376 | 0.226
| 113.7145 | 0.357 | 0.197
| 109.7782 | 0.307 | 0.153
| 109.7782 | 0.236 | 0.105
| 148.2662 | 0.162 | 0.064
| 303.0928 | 0.076 | 0.025
| 144.5486 | 0.009 | 0.019
| 163.3552 | 0 | 0.033
| 143.6739 | 0 | 0.031
| 137.7694 | 0 | 0.043
| 95.7826 | 0 | 0.045
| 37.1759 | 0 | 0.037
| 33.677 | 0 | 0.041
| 31.7088 | 0 | 0.046
| 25.1484 | 0 | 0.054
| 24.711 | 0 | 0.057
| 28.4286 | 0 | 0.057
| 21.4308 | 0 | 0.054
| 110.6529 | 0.003 | 0.054
| 136.4574 | 0.043 | 0.037
| 127.054 | 0.108 | 0.034
| 188.5036 | 0.234 | 0.058
| 121.1496 | 0.461 | 0.085
| 123.7738 | 0.588 | 0.105
| 109.7782 | 0.555 | 0.11
| 110.4342 | 0.503 | 0.105
| 114.3705 | 0.405 | 0.089
| 110.2156 | 0.285 | 0.073
| 112.6211 | 0.159 | 0.042
| 245.1422 | 0.067 | 0.022
| 149.7969 | 0.01 | 0.032
| 146.5167 | 0 | 0.054
| 152.2024 | 0 | 0.074
| 132.3024 | 0 | 0.083
| 87.0353 | 0 | 0.089
| 27.9913 | 0 | 0.088
| 31.0528 | 0 | 0.087
| 26.4605 | 0 | 0.095
| 25.5858 | 0 | 0.107
| 28.866 | 0 | 0.114
| 22.0868 | 0 | 0.118
| 41.5495 | 0 | 0.123
| 74.5704 | 0.005 | 0.124
| 139.5189 | 0.035 | 0.127
| 145.2046 | 0.076 | 0.179
| 191.3465 | 0.124 | 0.188
| 134.9266 | 0.172 | 0.194
| 141.9244 | 0.192 | 0.182
| 125.0859 | 0.187 | 0.125
| 177.3508 | 0.166 | 0.092
| 131.865 | 0.129 | 0.048
| 127.4914 | 0.091 | 0.045
| 133.3958 | 0.066 | 0.053
| 163.1365 | 0.029 | 0.045
| 137.1134 | 0.003 | 0.044
| 151.9838 | 0 | 0.073
| 149.5783 | 0 | 0.039
| 152.2024 | 0 | 0.025
| 57.9506 | 0 | 0.029
| 34.1143 | 0 | 0.029
| 27.3352 | 0 | 0.023
| 30.1781 | 0 | 0.025
| 25.1484 | 0 | 0.019
| 24.9297 | 0 | 0.022
| 26.4605 | 0 | 0.032
| 35.2077 | 0 | 0.018
| 56.6386 | 0.009 | 0.032
| 50.0781 | 0.043 | 0.033
| 136.02 | 0.104 | 0.045
| 184.5673 | 0.162 | 0.065
| 118.7441 | 0.202 | 0.078
| 109.3408 | 0.226 | 0.122
| 115.0266 | 0.239 | 0.166
| 157.4508 | 0.207 | 0.248
| 123.7738 | 0.163 | 0.397
| 139.9563 | 0.103 | 0.389
| 156.7948 | 0.055 | 0.412
| 151.109 | 0.022 | 0.398
| 150.6717 | 0.002 | 0.392
| 290.8466 | 0 | 0.429
| 417.4633 | 0 | 0.462
| 141.7057 | 0 | 0.476
| 131.865 | 0 | 0.476
| 69.9781 | 0 | 0.464
| 34.9891 | 0 | 0.439
| 47.0166 | 0 | 0.395
| 29.7407 | 0 | 0.364
| 27.9913 | 0 | 0.384
| 29.9594 | 0 | 0.416
| 25.5858 | 0 | 0.457
| 29.522 | 0.003 | 0.517
| 106.2793 | 0.026 | 0.554
| 118.5255 | 0.062 | 0.561
| 176.2574 | 0.09 | 0.58
| 150.2343 | 0.091 | 0.602
| 123.3365 | 0.1 | 0.61
| 121.1496 | 0.11 | 0.611
| 125.742 | 0.114 | 0.589
| 120.7123 | 0.096 | 0.541
| 120.0562 | 0.077 | 0.494
| 126.398 | 0.042 | 0.447
| 449.8282 | 0.018 | 0.435
| 190.0344 | 0.005 | 0.46
| 97.532 | 0 | 0.513
| 114.5892 | 0 | 0.609
| 109.7782 | 0 | 0.642
| 68.2287 | 0 | 0.562
| 33.677 | 0 | 0.413
| 32.8023 | 0 | 0.249
| 25.5858 | 0 | 0.152
| 42.6429 | 0 | 0.112
| 30.6154 | 0 | 0.078
| 27.5539 | 0 | 0.063
| 27.1165 | 0 | 0.063
| 58.8254 | 0.007 | 0.057
| 142.7991 | 0.054 | 0.051
| 129.8969 | 0.153 | 0.073
| 179.7563 | 0.234 | 0.111
| 245.3608 | 0.379 | 0.167
| 118.5255 | 0.514 | 0.225
| 114.1518 | 0.418 | 0.294
| 110.6529 | 0.3 | 0.305
| 107.3727 | 0.217 | 0.3
| 86.1606 | 0.129 | 0.241
| 104.7485 | 0.076 | 0.162
| 113.7145 | 0.03 | 0.09
| 211.4652 | 0.005 | 0.083
| 133.6145 | 0 | 0.071
| 137.9881 | 0 | 0.062
| 129.4595 | 0 | 0.054
| 85.9419 | 0 | 0.038
| 35.8638 | 0 | 0.037
| 27.3352 | 0 | 0.05
| 25.5858 | 0 | 0.055
| 29.3033 | 0 | 0.044
| 25.8044 | 0 | 0.033
| 45.0484 | 0 | 0.027
| 97.0947 | 0 | 0.025
| 111.965 | 0.019 | 0.029
| 150.0156 | 0.107 | 0.028
| 131.4277 | 0.183 | 0.044
| 182.3805 | 0.328 | 0.08
| 130.553 | 0.435 | 0.12
| 148.0475 | 0.403 | 0.157
| 141.0497 | 0.282 | 0.157
| 133.6145 | 0.202 | 0.154
| 111.0903 | 0.151 | 0.159
| 108.9035 | 0.126 | 0.158
| 99.2815 | 0.099 | 0.147
| 152.2024 | 0.033 | 0.093
| 146.9541 | 0.005 | 0.112
| 133.1771 | 0 | 0.163
| 129.2409 | 0 | 0.179
| 112.4024 | 0 | 0.194
| 36.3012 | 0 | 0.196
| 34.9891 | 0 | 0.207
| 39.5814 | 0 | 0.205
| 26.6792 | 0 | 0.205
| 25.1484 | 0 | 0.203
| 29.522 | 0 | 0.199
| 44.8297 | 0 | 0.174
| 30.1781 | 0 | 0.152
| 75.0078 | 0.005 | 0.142
| 114.3705 | 0.029 | 0.126
| 156.3574 | 0.071 | 0.105
| 108.9035 | 0.101 | 0.093
| 180.1937 | 0.129 | 0.095
| 127.054 | 0.15 | 0.108
| 131.865 | 0.168 | 0.111
| 50.7341 | 0.156 | 0.101
| 25.1484 | 0.086 | 0.083
| 30.1781 | 0.048 | 0.078
| 25.8044 | 0.044 | 0.074
| 25.1484 | 0.023 | 0.073
| 30.1781 | 0.003 | 0.073
| 271.384 | 0 | 0.072
| 194.8454 | 0 | 0.076
| 99.5002 | 0 | 0.087
| 101.687 | 0 | 0.083
| 41.5495 | 0 | 0.081
| 27.7726 | 0 | 0.101
| 30.6154 | 0 | 0.106
| 45.7045 | 0 | 0.095
| 26.2418 | 0 | 0.082
| 28.866 | 0 | 0.079
| 34.333 | 0 | 0.068
| 115.0266 | 0.004 | 0.055
| 127.054 | 0.035 | 0.043
| 130.3343 | 0.087 | 0.037
| 196.3761 | 0.123 | 0.038
| 127.7101 | 0.215 | 0.042
| 93.5958 | 0.295 | 0.045
| 24.4923 | 0.37 | 0.042
| 59.0441 | 0.375 | 0.04
| 87.6913 | 0.342 | 0.037
| 31.4902 | 0.283 | 0.03
| 25.5858 | 0.202 | 0.024
| 24.711 | 0.106 | 0.012
| 29.7407 | 0.016 | 0.004
| 108.0287 | 0 | 0.005
| 69.9781 | 0 | 0.013
| 51.6089 | 0 | 0.026
| 56.6386 | 0 | 0.03
| 38.488 | 0 | 0.03
| 38.0506 | 0 | 0.026
| 29.522 | 0 | 0.026
| 24.711 | 0 | 0.042
| 28.2099 | 0 | 0.046
| 22.3055 | 0 | 0.054
| 29.7407 | 0 | 0.069
| 36.5198 | 0.045 | 0.078
| 86.3793 | 0.216 | 0.037
| 130.7716 | 0.44 | 0.02
| 156.5761 | 0.622 | 0.023
| 201.6245 | 0.749 | 0.012
| 121.3683 | 0.816 | 0.003
| 190.253 | 0.839 | 0
| 136.8947 | 0.829 | 0
| 111.7463 | 0.748 | 0
| 96.2199 | 0.617 | 0
| 92.5023 | 0.434 | 0
| 104.3112 | 0.223 | 0
| 100.3749 | 0.045 | 0.001
| 101.2496 | 0 | 0.003
| 193.0959 | 0 | 0.012
| 141.487 | 0 | 0.024
| 139.3002 | 0 | 0.033
| 59.2627 | 0 | 0.037
| 44.1737 | 0 | 0.038
| 38.9253 | 0 | 0.032
| 34.333 | 0 | 0.025
| 29.7407 | 0 | 0.021
| 23.8363 | 0 | 0.02
| 24.9297 | 0 | 0.02
| 114.1518 | 0.032 | 0.02
| 126.6167 | 0.131 | 0.024
| 134.4892 | 0.318 | 0.009
| 187.4102 | 0.541 | 0.011
| 160.5123 | 0.701 | 0.023
| 265.9169 | 0.769 | 0.035
| 564.6361 | 0.79 | 0.04
| 92.721 | 0.792 | 0.038
| 24.4923 | 0.732 | 0.029
| 28.866 | 0.593 | 0.017
| 50.7341 | 0.386 | 0.007
| 66.4792 | 0.176 | 0.003
| 68.01 | 0.038 | 0.002
| 440.6436 | 0 | 0.003
| 110.6529 | 0 | 0.011
| 94.9078 | 0 | 0.024
| 67.7913 | 0 | 0.038
| 34.9891 | 0 | 0.046
| 30.6154 | 0 | 0.051
| 29.0847 | 0 | 0.051
| 24.9297 | 0 | 0.049
| 54.4517 | 0 | 0.041
| 109.7782 | 0 | 0.027
| 109.3408 | 0 | 0.017
| 42.6429 | 0.015 | 0.021
| 154.8266 | 0.062 | 0.034
| 143.8925 | 0.157 | 0.035
| 445.4545 | 0.28 | 0.086
| 192.6585 | 0.385 | 0.207
| 100.5936 | 0.517 | 0.363
| 40.4561 | 0.434 | 0.454
| 62.3243 | 0.276 | 0.448
| 25.3671 | 0.246 | 0.467
| 53.1396 | 0.185 | 0.414
| 58.1693 | 0.088 | 0.291
| 58.8254 | 0.033 | 0.179
| 94.9078 | 0.005 | 0.158
| 237.4883 | 0 | 0.171
| 133.3958 | 0 | 0.154
| 116.5573 | 0 | 0.114
| 72.3836 | 0 | 0.092
| 33.677 | 0 | 0.07
| 25.1484 | 0 | 0.066
| 30.1781 | 0 | 0.067
| 25.5858 | 0 | 0.072
| 26.0231 | 0 | 0.075
| 29.522 | 0 | 0.067
| 22.7429 | 0 | 0.067
| 51.8276 | 0.011 | 0.054
| 53.3583 | 0.045 | 0.046
| 269.8532 | 0.107 | 0.046
| 255.2015 | 0.197 | 0.072
| 360.3874 | 0.409 | 0.099
| 113.7145 | 0.47 | 0.132
| 124.4299 | 0.468 | 0.144
| 129.6782 | 0.459 | 0.131
| 116.12 | 0.43 | 0.112
| 149.5783 | 0.375 | 0.093
| 103.2177 | 0.272 | 0.061
| 122.4617 | 0.144 | 0.024
| 424.0237 | 0.045 | 0.005
| 374.1643 | 0 | 0.003
| 120.7123 | 0 | 0.009
| 110.2156 | 0 | 0.019
| 45.7045 | 0 | 0.027
| 36.3012 | 0 | 0.031
| 27.7726 | 0 | 0.045
| 29.522 | 0 | 0.062
| 26.0231 | 0 | 0.067
| 47.0166 | 0 | 0.08
| 24.055 | 0 | 0.077
| 37.6132 | 0 | 0.076
| 112.6211 | 0.027 | 0.089
| 161.6058 | 0.118 | 0.084
| 143.0178 | 0.188 | 0.118
| 141.2684 | 0.251 | 0.16
| 175.3827 | 0.248 | 0.181
| 185.6607 | 0.179 | 0.162
| 670.2593 | 0.143 | 0.138
| 119.8375 | 0.132 | 0.126
| 182.1618 | 0.114 | 0.095
| 161.6058 | 0.097 | 0.088
| 82.8804 | 0.061 | 0.085
| 103.2177 | 0.025 | 0.085
| 116.12 | 0.004 | 0.09
| 115.2452 | 0 | 0.11
| 110.2156 | 0 | 0.134
| 133.3958 | 0 | 0.158
| 79.3814 | 0 | 0.175
| 34.9891 | 0 | 0.201
| 40.0187 | 0 | 0.207
| 30.1781 | 0 | 0.212
| 25.3671 | 0 | 0.223
| 29.3033 | 0 | 0.227
| 24.9297 | 0 | 0.219
| 29.9594 | 0 | 0.185
| 106.0606 | 0.008 | 0.111
| 111.965 | 0.037 | 0.062
| 141.487 | 0.093 | 0.04
| 189.3783 | 0.202 | 0.043
| 129.0222 | 0.278 | 0.045
| 109.1222 | 0.394 | 0.043
| 114.3705 | 0.537 | 0.054
| 111.5276 | 0.59 | 0.064
| 278.6004 | 0.567 | 0.073
| 516.7447 | 0.468 | 0.089
| 125.9606 | 0.307 | 0.098
| 135.364 | 0.133 | 0.085
| 125.0859 | 0.028 | 0.05
| 139.0815 | 0 | 0.037
| 125.9606 | 0 | 0.047
| 117.6507 | 0 | 0.048
| 50.0781 | 0 | 0.032
| 38.9253 | 0 | 0.028
| 28.866 | 0 | 0.022
| 27.1165 | 0 | 0.006
| 30.1781 | 0 | 0.003
| 24.055 | 0 | 0.003
| 26.2418 | 0 | 0.002
| 26.6792 | 0 | 0.006
| 48.9847 | 0.05 | 0.02
| 144.7673 | 0.175 | 0.024
| 125.5233 | 0.315 | 0.043
| 193.9706 | 0.42 | 0.067
| 445.6733 | 0.486 | 0.085
| 313.8082 | 0.552 | 0.11
| 111.0903 | 0.585 | 0.131
| 126.6167 | 0.546 | 0.136
| 43.955 | 0.423 | 0.132
| 34.9891 | 0.3 | 0.118
| 49.4221 | 0.209 | 0.101
| 99.7188 | 0.112 | 0.072
| 195.064 | 0.031 | 0.068
| 112.4024 | 0 | 0.117
| 123.9925 | 0 | 0.163
| 114.8079 | 0 | 0.234
| 118.0881 | 0 | 0.301
| 47.6726 | 0 | 0.371
| 32.8023 | 0 | 0.442
| 30.3968 | 0 | 0.494
| 26.0231 | 0 | 0.473
| 30.3968 | 0 | 0.416
| 25.8044 | 0 | 0.421
| 25.5858 | 0 | 0.464
| 31.4902 | 0.043 | 0.607
| 22.9616 | 0.143 | 0.692
| 121.8057 | 0.324 | 0.777
| 124.6485 | 0.498 | 0.847
| 233.7707 | 0.562 | 0.865
| 121.587 | 0.521 | 0.836
| 127.9288 | 0.395 | 0.754
| 170.5717 | 0.282 | 0.631
| 115.9013 | 0.175 | 0.537
| 74.1331 | 0.108 | 0.43
| 92.5023 | 0.056 | 0.322
| 453.7645 | 0.025 | 0.231
| 150.6717 | 0.006 | 0.163
| 154.3892 | 0 | 0.137
| 117.6507 | 0 | 0.139
| 121.8057 | 0 | 0.162
| 70.8529 | 0 | 0.163
| 41.9869 | 0 | 0.167
| 38.7067 | 0 | 0.169
| 38.9253 | 0 | 0.162
| 34.9891 | 0 | 0.164
| 33.4583 | 0 | 0.192
| 27.1165 | 0 | 0.222
| 113.4958 | 0.001 | 0.255
| 109.7782 | 0.06 | 0.282
| 129.4595 | 0.159 | 0.311
| 128.5848 | 0.198 | 0.43
| 174.2893 | 0.282 | 0.592
| 161.6058 | 0.44 | 0.697
| 128.1475 | 0.515 | 0.754
| 116.776 | 0.421 | 0.771
| 146.9541 | 0.339 | 0.718
| 102.1243 | 0.286 | 0.638
| 98.4067 | 0.215 | 0.541
| 160.5123 | 0.126 | 0.425
| 214.9641 | 0.061 | 0.365
| 121.587 | 0.018 | 0.296
| 120.0562 | 0 | 0.225
| 119.6189 | 0 | 0.164
| 127.4914 | 0 | 0.114
| 80.2562 | 0 | 0.078
| 38.488 | 0 | 0.079
| 30.3968 | 0 | 0.055
| 27.5539 | 0 | 0.034
| 31.0528 | 0 | 0.022
| 26.8978 | 0 | 0.018
| 28.6473 | 0 | 0.015
| 23.3989 | 0.001 | 0.013
| 74.5704 | 0.072 | 0.01
| 112.4024 | 0.249 | 0.005
| 126.6167 | 0.425 | 0.003
| 171.6651 | 0.547 | 0.002
| 159.8563 | 0.644 | 0.001
| 121.1496 | 0.717 | 0.001
| 210.3718 | 0.709 | 0
| 132.0837 | 0.691 | 0
| 125.9606 | 0.607 | 0
| 115.9013 | 0.504 | 0.002
| 106.0606 | 0.372 | 0.004
| 91.8463 | 0.208 | 0.007
| 106.9353 | 0.061 | 0.013
| 109.1222 | 0.001 | 0.02
| 131.4277 | 0 | 0.015
| 137.1134 | 0 | 0.008
| 164.4486 | 0 | 0.004
| 98.6254 | 0 | 0.003
| 25.5858 | 0 | 0.003
| 26.0231 | 0 | 0.002
| 29.9594 | 0 | 0.001
| 26.2418 | 0 | 0
| 26.4605 | 0 | 0
| 24.4923 | 0.002 | 0
| 106.9353 | 0.075 | 0
| 146.7354 | 0.28 | 0
| 137.7694 | 0.492 | 0
| 229.6157 | 0.664 | 0
| 115.6826 | 0.786 | 0
| 69.7595 | 0.857 | 0
| 48.11 | 0.877 | 0.001
| 40.2374 | 0.835 | 0
| 26.0231 | 0.7 | 0
| 37.3946 | 0.5 | 0
| 34.9891 | 0.28 | 0
| 25.1484 | 0.146 | 0
| 30.8341 | 0.051 | 0
| 124.4299 | 0.001 | 0.001
| 89.8782 | 0 | 0.001
| 148.4849 | 0 | 0.001
| 84.6298 | 0 | 0.001
| 37.8319 | 0 | 0.001
| 25.3671 | 0 | 0.001
| 29.7407 | 0 | 0.002
| 24.055 | 0 | 0.003
| 52.0462 | 0 | 0.006
| 60.7935 | 0 | 0.01
| 59.0441 | 0.002 | 0.014
| 69.9781 | 0.076 | 0.021
| 112.4024 | 0.247 | 0.015
| 110.6529 | 0.424 | 0.014
| 198.3443 | 0.561 | 0.024
| 128.5848 | 0.639 | 0.031
| 121.587 | 0.733 | 0.046
| 128.8035 | 0.701 | 0.061
| 157.4508 | 0.632 | 0.065
| 163.7926 | 0.476 | 0.058
| 143.2365 | 0.308 | 0.049
| 109.5595 | 0.189 | 0.032
| 104.3112 | 0.104 | 0.017
| 101.2496 | 0.036 | 0.017
| 319.0565 | 0 | 0.015
| 193.0959 | 0 | 0.013
| 114.1518 | 0 | 0.013
| 33.677 | 0 | 0.016
| 28.4286 | 0 | 0.034
| 31.9275 | 0 | 0.024
| 27.3352 | 0 | 0.014
| 23.3989 | 0 | 0.014
| 27.7726 | 0 | 0.028
| 25.5858 | 0 | 0.033
| 29.9594 | 0 | 0.02
| 35.8638 | 0.031 | 0.008
| 135.1453 | 0.116 | 0.005
| 130.3343 | 0.225 | 0.008
| 174.508 | 0.326 | 0.016
| 161.3871 | 0.399 | 0.03
| 167.7288 | 0.438 | 0.027
| 561.1371 | 0.475 | 0.014
| 110.8716 | 0.451 | 0.008
| 97.3133 | 0.402 | 0.007
| 75.0078 | 0.281 | 0.006
| 53.577 | 0.172 | 0.007
| 46.5792 | 0.068 | 0.015
| 92.065 | 0.021 | 0.026
| 202.0619 | 0 | 0.041
| 140.831 | 0 | 0.054
| 175.3827 | 0 | 0.05
| 139.3002 | 0 | 0.044
| 52.0462 | 0 | 0.04
| 28.2099 | 0 | 0.028
| 24.055 | 0 | 0.015
| 29.522 | 0 | 0.006
| 25.5858 | 0 | 0.002
| 26.8978 | 0 | 0.001
| 39.5814 | 0.001 | 0.001
| 75.8825 | 0.044 | 0
| 112.1837 | 0.141 | 0
| 118.9628 | 0.243 | 0
| 134.7079 | 0.35 | 0
| 217.3696 | 0.44 | 0
| 132.0837 | 0.507 | 0
| 120.7123 | 0.5 | 0
| 125.0859 | 0.492 | 0
| 88.5661 | 0.432 | 0
| 51.6089 | 0.369 | 0
| 26.8978 | 0.267 | 0
| 23.6176 | 0.162 | 0
| 45.7045 | 0.054 | 0
| 280.5686 | 0.002 | 0
| 94.0331 | 0 | 0
| 121.1496 | 0 | 0
| 121.3683 | 0 | 0
| 57.5133 | 0 | 0
| 37.8319 | 0 | 0.001
| 37.8319 | 0 | 0.005
| 27.3352 | 0 | 0.017
| 31.0528 | 0 | 0.036
| 25.3671 | 0 | 0.051
| 22.9616 | 0.003 | 0.066
| 28.2099 | 0.061 | 0.063
| 41.7682 | 0.163 | 0.042
| 127.054 | 0.29 | 0.086
| 120.7123 | 0.412 | 0.167
| 197.0322 | 0.499 | 0.218
| 121.3683 | 0.534 | 0.264
| 193.0959 | 0.536 | 0.288
| 81.7869 | 0.459 | 0.277
| 38.7067 | 0.392 | 0.243
| 28.2099 | 0.294 | 0.22
| 31.2715 | 0.175 | 0.159
| 25.5858 | 0.085 | 0.138
| 28.6473 | 0.027 | 0.159
| 143.2365 | 0.001 | 0.169
| 82.0056 | 0 | 0.16
| 100.1562 | 0 | 0.158
| 101.687 | 0 | 0.153
| 41.9869 | 0 | 0.13
| 34.5517 | 0 | 0.094
| 29.3033 | 0 | 0.05
| 26.2418 | 0 | 0.027
| 46.5792 | 0 | 0.031
| 30.8341 | 0 | 0.041
| 102.7804 | 0 | 0.049
| 118.9628 | 0.021 | 0.059
| 138.4255 | 0.066 | 0.072
| 132.5211 | 0.13 | 0.074
| 185.6607 | 0.196 | 0.101
| 125.5233 | 0.353 | 0.14
| 123.7738 | 0.438 | 0.171
| 124.8672 | 0.416 | 0.174
| 73.2584 | 0.361 | 0.14
| 33.2396 | 0.279 | 0.112
| 29.9594 | 0.207 | 0.092
| 25.1484 | 0.117 | 0.068
| 25.1484 | 0.06 | 0.048
| 50.0781 | 0.017 | 0.032
| 123.7738 | 0 | 0.029
| 111.0903 | 0 | 0.035
| 55.3265 | 0 | 0.039
| 341.7994 | 0 | 0.039
| 49.6407 | 0 | 0.048
| 31.7088 | 0 | 0.061
| 24.9297 | 0 | 0.068
| 25.1484 | 0 | 0.06
| 29.522 | 0 | 0.072
| 25.5858 | 0 | 0.079
| 29.522 | 0.002 | 0.079
| 23.6176 | 0.055 | 0.102
| 121.587 | 0.188 | 0.137
| 130.9903 | 0.347 | 0.194
| 384.8797 | 0.455 | 0.231
| 126.6167 | 0.542 | 0.248
| 123.5551 | 0.575 | 0.267
| 127.054 | 0.552 | 0.286
| 129.4595 | 0.552 | 0.299
| 53.3583 | 0.608 | 0.306
| 35.2077 | 0.475 | 0.268
| 347.2665 | 0.271 | 0.243
| 68.666 | 0.139 | 0.208
| 265.4795 | 0.046 | 0.225
| 145.642 | 0.002 | 0.267
| 94.2518 | 0 | 0.241
| 108.9035 | 0 | 0.275
| 56.4199 | 0 | 0.337
| 39.5814 | 0 | 0.348
| 37.3946 | 0 | 0.358
| 27.9913 | 0 | 0.366
| 28.2099 | 0 | 0.446
| 29.0847 | 0 | 0.509
| 24.4923 | 0 | 0.503
| 31.4902 | 0 | 0.477
| 73.2584 | 0.019 | 0.391
| 114.3705 | 0.058 | 0.358
| 133.6145 | 0.128 | 0.361
| 178.4442 | 0.213 | 0.346
| 124.8672 | 0.308 | 0.415
| 123.1178 | 0.28 | 0.429
| 108.6848 | 0.214 | 0.404
| 67.5726 | 0.187 | 0.364
| 37.1759 | 0.163 | 0.314
| 118.7441 | 0.128 | 0.275
| 138.8629 | 0.093 | 0.252
| 110.8716 | 0.06 | 0.27
| 105.4046 | 0.031 | 0.282
| 169.2596 | 0.001 | 0.282
| 132.9584 | 0 | 0.222
| 121.8057 | 0 | 0.251
| 64.7298 | 0 | 0.2
| 49.8594 | 0 | 0.159
| 38.9253 | 0 | 0.155
| 26.4605 | 0 | 0.158
| 47.8913 | 0 | 0.166
| 30.6154 | 0 | 0.194
| 25.5858 | 0 | 0.204
| 28.6473 | 0.004 | 0.18
| 42.6429 | 0.037 | 0.144
| 30.3968 | 0.072 | 0.125
| 109.9969 | 0.141 | 0.103
| 117.4321 | 0.22 | 0.108
| 260.4499 | 0.286 | 0.069
| 129.2409 | 0.356 | 0.077
| 122.0244 | 0.399 | 0.072
| 71.2902 | 0.427 | 0.062
| 65.8232 | 0.514 | 0.045
| 52.4836 | 0.55 | 0.025
| 34.1143 | 0.429 | 0.011
| 52.7023 | 0.241 | 0.006
| 67.5726 | 0.079 | 0.005
| 104.7485 | 0.005 | 0.003
| 165.9794 | 0 | 0.019
| 95.5639 | 0 | 0.054
| 103.2177 | 0 | 0.087
| 41.9869 | 0 | 0.102
| 33.677 | 0 | 0.105
| 36.3012 | 0 | 0.118
| 36.7385 | 0 | 0.137
| 23.8363 | 0 | 0.154
| 23.8363 | 0 | 0.167
| 42.4242 | 0.008 | 0.179
| 109.5595 | 0.091 | 0.171
| 113.9332 | 0.259 | 0.102
| 127.9288 | 0.44 | 0.049
| 244.4861 | 0.578 | 0.03
| 175.8201 | 0.656 | 0.03
| 126.1793 | 0.611 | 0.023
| 58.388 | 0.552 | 0.022
| 41.1122 | 0.521 | 0.011
| 75.6639 | 0.452 | 0.003
| 43.5177 | 0.291 | 0.003
| 46.7979 | 0.172 | 0.006
| 62.543 | 0.1 | 0.006
| 79.6001 | 0.044 | 0.005
| 149.5783 | 0.005 | 0.022
| 144.7673 | 0 | 0.048
| 99.0628 | 0 | 0.063
| 97.532 | 0 | 0.069
| 97.0947 | 0 | 0.069
| 45.7045 | 0 | 0.062
| 30.3968 | 0 | 0.051
| 33.677 | 0 | 0.032
| 25.3671 | 0 | 0.013
| 33.0209 | 0 | 0.004
| 110.4342 | 0.013 | 0.001
| 109.7782 | 0.101 | 0
| 124.8672 | 0.265 | 0.001
| 127.2727 | 0.387 | 0.001
| 356.6698 | 0.432 | 0
| 176.6948 | 0.355 | 0
| 265.6982 | 0.29 | 0
| 392.7523 | 0.282 | 0.001
| 94.6892 | 0.273 | 0
| 80.6935 | 0.225 | 0
| 76.9759 | 0.204 | 0
| 132.9584 | 0.176 | 0
| 203.1553 | 0.091 | 0.001
| 115.9013 | 0.02 | 0.001
| 110.2156 | 0 | 0.003
| 95.3452 | 0 | 0.009
| 105.1859 | 0 | 0.007
| 59.4814 | 0 | 0.002
| 34.333 | 0 | 0.001
| 27.1165 | 0 | 0
| 29.7407 | 0 | 0
| 25.8044 | 0 | 0
| 45.4858 | 0 | 0
| 35.2077 | 0 | 0
| 50.9528 | 0.003 | 0
| 115.0266 | 0.036 | 0
| 127.054 | 0.1 | 0
| 133.6145 | 0.192 | 0
| 123.7738 | 0.263 | 0
| 208.4036 | 0.349 | 0
| 92.065 | 0.509 | 0
| 86.3793 | 0.565 | 0.002
| 113.4958 | 0.539 | 0.004
| 71.0715 | 0.452 | 0.006
| 102.343 | 0.371 | 0.007
| 83.7551 | 0.284 | 0.008
| 89.4408 | 0.178 | 0.006
| 140.6123 | 0.072 | 0.006
| 107.5914 | 0.008 | 0.009
| 108.0287 | 0 | 0.013
| 111.5276 | 0 | 0.017
| 59.7001 | 0 | 0.034
| 33.4583 | 0 | 0.041
| 38.0506 | 0 | 0.053
| 35.2077 | 0 | 0.067
| 34.5517 | 0 | 0.086
| 22.0868 | 0 | 0.096
| 29.0847 | 0 | 0.102
| 30.6154 | 0.008 | 0.106
| 84.1924 | 0.069 | 0.076
| 129.6782 | 0.186 | 0.058
| 167.5101 | 0.372 | 0.067
| 178.8816 | 0.553 | 0.026
| 134.0519 | 0.694 | 0.009
| 115.9013 | 0.761 | 0.006
| 110.6529 | 0.726 | 0.004
| 64.2924 | 0.691 | 0.003
| 22.9616 | 0.644 | 0.002
| 57.0759 | 0.537 | 0.002
| 53.577 | 0.404 | 0.001
| 83.5364 | 0.249 | 0.001
| 124.2112 | 0.086 | 0.002
| 263.074 | 0.01 | 0.003
| 106.2793 | 0 | 0.003
| 106.0606 | 0 | 0.003
| 66.4792 | 0 | 0.004
| 38.7067 | 0 | 0.005
| 35.2077 | 0 | 0.007
| 30.6154 | 0 | 0.006
| 26.4605 | 0 | 0.004
| 26.2418 | 0 | 0.002
| 29.0847 | 0 | 0.001
| 22.9616 | 0.015 | 0
| 50.7341 | 0.102 | 0
| 143.2365 | 0.287 | 0
| 111.965 | 0.484 | 0.001
| 109.1222 | 0.644 | 0.005
| 161.1684 | 0.754 | 0.012
| 109.1222 | 0.806 | 0.027
| 83.3177 | 0.812 | 0.045
| 75.0078 | 0.789 | 0.073
| 30.6154 | 0.727 | 0.102
| 25.5858 | 0.621 | 0.111
| 54.2331 | 0.46 | 0.094
| 91.6276 | 0.269 | 0.064
| 93.5958 | 0.09 | 0.031
| 97.7507 | 0.011 | 0.015
| 102.7804 | 0 | 0.006
| 104.3112 | 0 | 0.002
| 107.5914 | 0 | 0.001
| 41.1122 | 0 | 0.001
| 58.388 | 0 | 0.001
| 31.7088 | 0 | 0.001
| 28.2099 | 0 | 0.001
| 27.1165 | 0 | 0.001
| 29.522 | 0 | 0.002
| 23.3989 | 0.014 | 0.002
| 91.1903 | 0.096 | 0.001
| 113.0584 | 0.281 | 0.001
| 175.3827 | 0.472 | 0.001
| 127.054 | 0.627 | 0.003
| 77.1946 | 0.74 | 0.006
| 60.1375 | 0.803 | 0.012
| 46.3605 | 0.821 | 0.022
| 32.8023 | 0.789 | 0.034
| 53.3583 | 0.715 | 0.042
| 58.6067 | 0.598 | 0.048
| 58.388 | 0.442 | 0.051
| 40.4561 | 0.264 | 0.046
| 67.5726 | 0.096 | 0.034
| 75.0078 | 0.013 | 0.027
| 83.5364 | 0 | 0.013
| 92.9397 | 0 | 0.005
| 49.6407 | 0 | 0.001
| 33.0209 | 0 | 0
| 30.3968 | 0 | 0
| 26.2418 | 0 | 0.001
| 29.7407 | 0 | 0.001
| 26.0231 | 0 | 0.001
| 31.7088 | 0 | 0
| 25.5858 | 0.013 | 0.001
| 59.2627 | 0.073 | 0.003
| 113.4958 | 0.189 | 0.001
| 122.4617 | 0.391 | 0.002
| 186.3168 | 0.529 | 0.01
| 128.1475 | 0.534 | 0.027
| 78.9441 | 0.491 | 0.047
| 58.6067 | 0.516 | 0.054
| 74.5704 | 0.504 | 0.048
| 107.154 | 0.444 | 0.038
| 49.6407 | 0.375 | 0.032
| 73.9144 | 0.263 | 0.025
| 89.6595 | 0.138 | 0.011
| 105.1859 | 0.046 | 0.002
| 120.0562 | 0.005 | 0
| 244.7048 | 0 | 0
| 179.7563 | 0 | 0
| 187.4102 | 0 | 0
| 104.7485 | 0 | 0
| 34.5517 | 0 | 0
| 26.0231 | 0 | 0
| 28.6473 | 0 | 0
| 36.5198 | 0 | 0
| 25.5858 | 0 | 0
| 29.7407 | 0.002 | 0.003
| 74.7891 | 0.033 | 0.006
| 106.2793 | 0.095 | 0.008
| 314.0269 | 0.154 | 0.032
| 174.508 | 0.251 | 0.048
| 124.8672 | 0.378 | 0.058
| 43.5177 | 0.437 | 0.083
| 43.0803 | 0.433 | 0.071
| 62.7616 | 0.354 | 0.054
| 59.0441 | 0.273 | 0.046
| 39.3627 | 0.218 | 0.032
| 39.3627 | 0.163 | 0.016
| 29.522 | 0.089 | 0.005
| 33.677 | 0.031 | 0.004
| 99.2815 | 0.002 | 0.003
| 80.4749 | 0 | 0.004
| 102.7804 | 0 | 0.004
| 101.2496 | 0 | 0.005
| 49.4221 | 0 | 0.008
| 26.6792 | 0 | 0.012
| 26.2418 | 0 | 0.012
| 28.866 | 0 | 0.016
| 23.8363 | 0 | 0.024
| 26.0231 | 0 | 0.025
| 27.5539 | 0.004 | 0.027
| 35.6451 | 0.035 | 0.019
| 94.0331 | 0.065 | 0.023
| 129.6782 | 0.075 | 0.027
| 160.075 | 0.102 | 0.031
| 122.4617 | 0.131 | 0.044
| 124.4299 | 0.16 | 0.055
| 134.4892 | 0.225 | 0.064
| 103.4364 | 0.327 | 0.058
| 67.7913 | 0.365 | 0.045
| 61.6682 | 0.358 | 0.036
| 101.2496 | 0.293 | 0.035
| 66.6979 | 0.17 | 0.034
| 460.3249 | 0.07 | 0.027
| 125.0859 | 0.011 | 0.029
| 120.2749 | 0 | 0.024
| 110.6529 | 0 | 0.017
| 108.2474 | 0 | 0.013
| 35.2077 | 0 | 0.01
| 39.5814 | 0 | 0.01
| 27.7726 | 0 | 0.012
| 26.0231 | 0 | 0.014
| 30.3968 | 0 | 0.015
| 25.8044 | 0 | 0.016
| 26.2418 | 0.016 | 0.014
| 28.6473 | 0.09 | 0.008
| 63.4177 | 0.218 | 0.008
| 132.7398 | 0.359 | 0.009
| 182.1618 | 0.516 | 0.01
| 126.6167 | 0.719 | 0.008
| 110.4342 | 0.783 | 0.006
| 196.8135 | 0.777 | 0.006
| 145.8607 | 0.72 | 0.006
| 318.6192 | 0.619 | 0.009
| 103.6551 | 0.53 | 0.015
| 126.398 | 0.392 | 0.029
| 161.8244 | 0.248 | 0.041
| 134.9266 | 0.099 | 0.03
| 141.487 | 0.021 | 0.022
| 145.4233 | 0 | 0.014
| 134.2705 | 0 | 0.004
| 80.0375 | 0 | 0.001
| 33.0209 | 0 | 0
| 26.4605 | 0 | 0
| 27.9913 | 0 | 0
| 30.6154 | 0 | 0
| 26.0231 | 0 | 0
| 25.8044 | 0 | 0
| 26.4605 | 0.023 | 0
| 26.4605 | 0.099 | 0.001
| 99.5002 | 0.221 | 0
| 130.1156 | 0.393 | 0.001
| 155.264 | 0.594 | 0.002
| 171.0091 | 0.711 | 0.005
| 112.8397 | 0.769 | 0.013
| 74.5704 | 0.759 | 0.025
| 25.5858 | 0.682 | 0.026
| 39.144 | 0.603 | 0.018
| 47.2352 | 0.532 | 0.018
| 88.3474 | 0.383 | 0.019
| 53.577 | 0.211 | 0.012
| 66.4792 | 0.08 | 0.004
| 96.876 | 0.011 | 0.001
| 93.1584 | 0 | 0
| 93.1584 | 0 | 0
| 107.3727 | 0 | 0
| 73.477 | 0 | 0
| 41.7682 | 0 | 0
| 40.2374 | 0 | 0.002
| 25.5858 | 0 | 0.005
| 25.8044 | 0 | 0.003
| 28.2099 | 0 | 0.011
| 22.9616 | 0.002 | 0.022
| 98.1881 | 0.018 | 0.036
| 109.3408 | 0.044 | 0.058
| 129.0222 | 0.076 | 0.068
| 211.4652 | 0.116 | 0.086
| 81.5683 | 0.148 | 0.15
| 28.6473 | 0.178 | 0.227
| 398.0006 | 0.18 | 0.277
| 169.9157 | 0.179 | 0.261
| 96.2199 | 0.154 | 0.217
| 142.7991 | 0.125 | 0.177
| 132.5211 | 0.088 | 0.125
| 365.4171 | 0.043 | 0.101
| 157.6695 | 0.016 | 0.097
| 133.6145 | 0.002 | 0.093
| 125.3046 | 0 | 0.087
| 130.1156 | 0 | 0.079
| 117.6507 | 0 | 0.101
| 44.1737 | 0 | 0.09
| 38.0506 | 0 | 0.092
| 36.5198 | 0 | 0.103
| 31.4902 | 0 | 0.09
| 25.8044 | 0 | 0.122
| 25.5858 | 0 | 0.114
| 30.3968 | 0.014 | 0.107
| 25.3671 | 0.065 | 0.087
| 27.7726 | 0.117 | 0.052
| 304.1862 | 0.191 | 0.043
| 324.0862 | 0.325 | 0.059
| 111.309 | 0.535 | 0.086
| 112.6211 | 0.633 | 0.103
| 289.0972 | 0.628 | 0.114
| 274.0081 | 0.633 | 0.116
| 113.0584 | 0.454 | 0.083
| 98.4067 | 0.268 | 0.033
| 88.1287 | 0.188 | 0.007
| 96.6573 | 0.086 | 0.001
| 101.687 | 0.035 | 0.001
| 160.731 | 0.007 | 0.001
| 135.1453 | 0 | 0.002
| 138.8629 | 0 | 0.004
| 140.3936 | 0 | 0.006
| 44.3924 | 0 | 0.008
| 34.7704 | 0 | 0.014
| 37.1759 | 0 | 0.021
| 37.1759 | 0 | 0.021
| 37.3946 | 0 | 0.017
| 27.5539 | 0 | 0.009
| 32.1462 | 0.002 | 0.004
| 109.3408 | 0.025 | 0.001
| 115.2452 | 0.07 | 0
| 126.8354 | 0.102 | 0
| 210.5904 | 0.17 | 0.001
| 130.7716 | 0.247 | 0.001
| 125.9606 | 0.3 | 0.001
| 144.9859 | 0.332 | 0.001
| 122.0244 | 0.392 | 0.002
| 113.0584 | 0.528 | 0.005
| 105.4046 | 0.519 | 0.013
| 143.0178 | 0.403 | 0.025
| 247.329 | 0.234 | 0.034
| 104.7485 | 0.102 | 0.025
| 124.4299 | 0.025 | 0.02
| 127.054 | 0 | 0.024
| 124.2112 | 0 | 0.023
| 103.8738 | 0 | 0.025
| 34.333 | 0 | 0.036
| 34.1143 | 0 | 0.055
| 36.0825 | 0 | 0.076
| 60.3561 | 0 | 0.093
| 26.8978 | 0 | 0.101
| 27.1165 | 0 | 0.114
| 25.3671 | 0.028 | 0.124
| 33.4583 | 0.115 | 0.071
| 110.6529 | 0.279 | 0.031
| 177.1321 | 0.446 | 0.041
| 121.8057 | 0.577 | 0.036
| 111.309 | 0.65 | 0.02
| 121.3683 | 0.736 | 0.014
| 117.8694 | 0.789 | 0.011
| 150.8903 | 0.764 | 0.008
| 90.9716 | 0.656 | 0.005
| 80.6935 | 0.473 | 0.004
| 70.1968 | 0.311 | 0.004
| 96.876 | 0.158 | 0.008
| 81.3496 | 0.054 | 0.002
| 106.2793 | 0.009 | 0.001
| 115.9013 | 0 | 0.004
| 130.1156 | 0 | 0.016
| 122.8991 | 0 | 0.033
| 51.1715 | 0 | 0.044
| 42.6429 | 0 | 0.047
| 39.3627 | 0 | 0.035
| 33.8957 | 0 | 0.015
| 33.0209 | 0 | 0.006
| 38.7067 | 0 | 0.003
| 26.4605 | 0.031 | 0
| 85.0672 | 0.12 | 0
| 109.9969 | 0.253 | 0
| 129.4595 | 0.409 | 0
| 188.7223 | 0.546 | 0.001
| 121.3683 | 0.597 | 0.004
| 120.931 | 0.571 | 0.011
| 85.5045 | 0.531 | 0.027
| 42.6429 | 0.409 | 0.055
| 61.2309 | 0.324 | 0.064
| 88.3474 | 0.217 | 0.064
| 94.4705 | 0.164 | 0.069
| 62.543 | 0.093 | 0.065
| 60.7935 | 0.032 | 0.053
| 68.666 | 0.003 | 0.037
| 160.9497 | 0 | 0.025
| 121.3683 | 0 | 0.01
| 143.4552 | 0 | 0.006
| 48.3286 | 0 | 0.004
| 47.6726 | 0 | 0.003
| 36.7385 | 0 | 0.002
| 40.4561 | 0 | 0.003
| 36.3012 | 0 | 0.005
| 36.0825 | 0 | 0.005
| 40.2374 | 0.008 | 0.004
| 91.1903 | 0.041 | 0.004
| 139.7376 | 0.095 | 0.006
| 123.1178 | 0.166 | 0.006
| 207.0915 | 0.241 | 0.006
| 122.0244 | 0.303 | 0.004
| 107.3727 | 0.366 | 0.003
| 56.8572 | 0.419 | 0.004
| 30.1781 | 0.495 | 0.005
| 40.6748 | 0.494 | 0.008
| 32.1462 | 0.464 | 0.011
| 26.6792 | 0.382 | 0.015
| 25.8044 | 0.238 | 0.019
| 29.522 | 0.103 | 0.018
| 25.1484 | 0.03 | 0.016
| 107.154 | 0 | 0.017
| 90.7529 | 0 | 0.013
| 113.2771 | 0 | 0.011
| 90.5342 | 0 | 0.009
| 37.1759 | 0 | 0.008
| 37.1759 | 0 | 0.009
| 29.522 | 0 | 0.011
| 25.8044 | 0 | 0.013
| 29.0847 | 0 | 0.015
| 24.711 | 0.033 | 0.012
| 25.5858 | 0.124 | 0.007
| 113.0584 | 0.308 | 0.017
| 190.9091 | 0.487 | 0.024
| 196.8135 | 0.619 | 0.036
| 110.4342 | 0.693 | 0.051
| 127.9288 | 0.689 | 0.067
| 82.443 | 0.628 | 0.083
| 38.2693 | 0.546 | 0.098
| 66.6979 | 0.449 | 0.105
| 33.8957 | 0.354 | 0.103
| 26.2418 | 0.262 | 0.093
| 25.1484 | 0.182 | 0.081
| 29.0847 | 0.093 | 0.055
| 24.9297 | 0.026 | 0.028
| 75.0078 | 0 | 0.023
| 51.8276 | 0 | 0.017
| 102.7804 | 0 | 0.014
| 86.3793 | 0 | 0.013
| 39.144 | 0 | 0.011
| 34.333 | 0 | 0.006
| 38.7067 | 0 | 0.003
| 31.7088 | 0 | 0.003
| 28.4286 | 0 | 0.004
| 22.9616 | 0.009 | 0.004
| 36.9572 | 0.04 | 0.002
| 51.8276 | 0.108 | 0.001
| 73.9144 | 0.209 | 0.003
| 179.975 | 0.266 | 0.011
| 166.4167 | 0.355 | 0.019
| 263.9488 | 0.441 | 0.022
| 125.0859 | 0.449 | 0.034
| 99.2815 | 0.393 | 0.051
| 36.7385 | 0.337 | 0.058
| 113.9332 | 0.267 | 0.053
| 112.8397 | 0.17 | 0.034
| 34.5517 | 0.082 | 0.015
| 27.1165 | 0.04 | 0.004
| 541.4558 | 0.01 | 0.001
| 144.3299 | 0 | 0
| 76.1012 | 0 | 0.001
| 61.2309 | 0 | 0.001
| 34.9891 | 0 | 0.006
| 32.8023 | 0 | 0.012
| 31.4902 | 0 | 0.018
| 25.8044 | 0 | 0.022
| 25.1484 | 0 | 0.024
| 30.6154 | 0 | 0.025
| 25.1484 | 0.013 | 0.018
| 26.0231 | 0.069 | 0.015
| 136.8947 | 0.178 | 0.026
| 129.6782 | 0.278 | 0.045
| 203.1553 | 0.392 | 0.071
| 138.4255 | 0.466 | 0.099
| 93.3771 | 0.525 | 0.121
| 45.7045 | 0.525 | 0.141
| 29.0847 | 0.472 | 0.159
| 24.9297 | 0.396 | 0.167
| 24.9297 | 0.299 | 0.154
| 49.4221 | 0.174 | 0.109
| 44.6111 | 0.087 | 0.07
| 52.7023 | 0.032 | 0.04
| 39.5814 | 0.005 | 0.018
| 74.5704 | 0 | 0.013
| 87.6913 | 0 | 0.012
| 87.0353 | 0 | 0.013
| 81.1309 | 0 | 0.017
| 34.7704 | 0 | 0.025
| 30.8341 | 0 | 0.036
| 26.2418 | 0 | 0.043
| 30.6154 | 0 | 0.061
| 25.3671 | 0 | 0.078
| 25.3671 | 0.003 | 0.103
| 29.7407 | 0.022 | 0.131
| 49.6407 | 0.059 | 0.133
| 128.1475 | 0.089 | 0.163
| 186.9728 | 0.108 | 0.145
| 122.8991 | 0.102 | 0.127
| 174.508 | 0.097 | 0.138
| 150.2343 | 0.117 | 0.153
| 515.214 | 0.135 | 0.183
| 69.7595 | 0.146 | 0.254
| 68.4474 | 0.127 | 0.328
| 77.1946 | 0.102 | 0.43
| 197.0322 | 0.069 | 0.494
| 100.1562 | 0.027 | 0.47
| 104.7485 | 0.004 | 0.459
| 107.5914 | 0 | 0.47
| 94.2518 | 0 | 0.458
| 79.3814 | 0 | 0.456
| 42.8616 | 0 | 0.459
| 28.866 | 0 | 0.489
| 29.522 | 0 | 0.42
| 23.8363 | 0 | 0.336
| 30.6154 | 0 | 0.298
| 25.5858 | 0 | 0.332
| 25.8044 | 0.003 | 0.364
| 52.921 | 0.015 | 0.347
| 137.9881 | 0.043 | 0.381
| 181.2871 | 0.062 | 0.425
| 122.8991 | 0.094 | 0.525
| 118.9628 | 0.13 | 0.544
| 40.2374 | 0.116 | 0.556
| 48.11 | 0.116 | 0.552
| 48.5473 | 0.097 | 0.528
| 54.0144 | 0.096 | 0.527
| 43.955 | 0.107 | 0.552
| 91.6276 | 0.069 | 0.523
| 326.9291 | 0.035 | 0.481
| 191.1278 | 0.014 | 0.461
| 78.0694 | 0.003 | 0.435
| 106.7167 | 0 | 0.401
| 88.5661 | 0 | 0.34
| 37.1759 | 0 | 0.27
| 39.8001 | 0 | 0.204
| 34.5517 | 0 | 0.131
| 33.2396 | 0 | 0.082
| 39.5814 | 0 | 0.071
| 44.6111 | 0 | 0.067
| 111.309 | 0 | 0.057
| 113.2771 | 0.007 | 0.034
| 108.9035 | 0.03 | 0.027
| 109.9969 | 0.064 | 0.029
| 132.7398 | 0.156 | 0.033
| 169.2596 | 0.257 | 0.053
| 120.4936 | 0.416 | 0.08
| 83.5364 | 0.503 | 0.103
| 40.4561 | 0.611 | 0.113
| 24.9297 | 0.594 | 0.119
| 83.9738 | 0.573 | 0.107
| 29.3033 | 0.496 | 0.09
| 46.5792 | 0.386 | 0.07
| 47.2352 | 0.251 | 0.045
| 134.0519 | 0.117 | 0.023
| 232.896 | 0.032 | 0.012
| 103.8738 | 0 | 0.012
| 102.9991 | 0 | 0.005
| 74.5704 | 0 | 0.002
| 46.3605 | 0 | 0.001
| 37.1759 | 0 | 0.001
| 33.8957 | 0 | 0
| 36.3012 | 0 | 0
| 25.3671 | 0 | 0
| 25.3671 | 0 | 0
| 83.3177 | 0.024 | 0
| 106.9353 | 0.083 | 0.001
| 132.5211 | 0.209 | 0.005
| 164.0112 | 0.312 | 0.011
| 197.0322 | 0.386 | 0.024
| 114.3705 | 0.402 | 0.04
| 96.2199 | 0.359 | 0.053
| 111.7463 | 0.322 | 0.059
| 436.7073 | 0.313 | 0.064
| 180.8497 | 0.315 | 0.078
| 88.1287 | 0.243 | 0.09
| 71.2902 | 0.163 | 0.079
| 89.0034 | 0.101 | 0.047
| 92.9397 | 0.051 | 0.019
| 143.8925 | 0.013 | 0.004
| 108.9035 | 0 | 0.005
| 132.3024 | 0 | 0.007
| 57.732 | 0 | 0.007
| 28.866 | 0 | 0.007
| 31.2715 | 0 | 0.006
| 31.2715 | 0 | 0.006
| 26.4605 | 0 | 0.012
| 31.0528 | 0 | 0.021
| 22.0868 | 0 | 0.035
| 26.4605 | 0.03 | 0.044
| 101.2496 | 0.11 | 0.035
| 148.4849 | 0.214 | 0.054
| 133.3958 | 0.337 | 0.101
| 190.4717 | 0.465 | 0.133
| 135.8013 | 0.56 | 0.157
| 111.309 | 0.597 | 0.176
| 70.4155 | 0.606 | 0.181
| 52.921 | 0.541 | 0.176
| 61.6682 | 0.403 | 0.153
| 90.7529 | 0.315 | 0.125
| 99.7188 | 0.195 | 0.093
| 88.5661 | 0.108 | 0.049
| 75.8825 | 0.055 | 0.017
| 135.8013 | 0.015 | 0.005
| 122.0244 | 0 | 0.004
| 122.6804 | 0 | 0.003
| 54.0144 | 0 | 0.002
| 42.8616 | 0 | 0.001
| 46.3605 | 0 | 0.001
| 29.522 | 0 | 0
| 28.4286 | 0 | 0
| 30.3968 | 0 | 0
| 25.8044 | 0 | 0.001
| 27.9913 | 0.021 | 0.002
| 26.0231 | 0.088 | 0.003
| 25.8044 | 0.224 | 0.003
| 106.2793 | 0.425 | 0.004
| 187.1915 | 0.556 | 0.006
| 131.6464 | 0.674 | 0.013
| 137.9881 | 0.711 | 0.023
| 62.1056 | 0.739 | 0.034
| 38.9253 | 0.706 | 0.04
| 48.766 | 0.629 | 0.042
| 40.4561 | 0.526 | 0.042
| 30.6154 | 0.407 | 0.041
| 41.3308 | 0.261 | 0.036
| 64.0737 | 0.116 | 0.026
| 49.6407 | 0.039 | 0.018
| 51.6089 | 0 | 0.01
| 53.7957 | 0 | 0.006
| 42.6429 | 0 | 0.005
| 26.6792 | 0 | 0.005
| 51.3902 | 0 | 0.006
| 42.6429 | 0 | 0.006
| 28.2099 | 0 | 0.007
| 28.6473 | 0 | 0.008
| 116.3386 | 0 | 0.009
| 91.8463 | 0.039 | 0.011
| 77.4133 | 0.117 | 0.006
| 101.687 | 0.239 | 0.01
| 117.8694 | 0.372 | 0.01
| 205.3421 | 0.522 | 0.008
| 90.0968 | 0.68 | 0.012
| 26.6792 | 0.796 | 0.021
| 75.4452 | 0.821 | 0.035
| 33.2396 | 0.79 | 0.051
| 34.9891 | 0.727 | 0.062
| 46.7979 | 0.617 | 0.066
| 83.9738 | 0.459 | 0.067
| 65.1671 | 0.292 | 0.073
| 76.5386 | 0.134 | 0.068
| 79.8188 | 0.046 | 0.053
| 79.6001 | 0 | 0.054
| 53.577 | 0 | 0.044
| 84.1924 | 0 | 0.033
| 50.5155 | 0 | 0.025
| 43.5177 | 0 | 0.023
| 36.7385 | 0 | 0.015
| 27.3352 | 0 | 0.017
| 30.3968 | 0 | 0.019
| 26.0231 | 0 | 0.013
| 101.4683 | 0.017 | 0.008
| 113.2771 | 0.066 | 0.008
| 125.742 | 0.136 | 0.008
| 139.7376 | 0.218 | 0.013
| 195.064 | 0.335 | 0.022
| 134.4892 | 0.376 | 0.039
| 98.4067 | 0.423 | 0.061
| 80.6935 | 0.389 | 0.083
| 84.1924 | 0.359 | 0.099
| 37.3946 | 0.261 | 0.107
| 27.5539 | 0.192 | 0.107
| 25.1484 | 0.137 | 0.094
| 54.6704 | 0.078 | 0.07
| 58.8254 | 0.033 | 0.047
| 44.1737 | 0.006 | 0.029
| 66.6979 | 0 | 0.021
| 108.0287 | 0 | 0.02
| 103.8738 | 0 | 0.019
| 44.8297 | 0 | 0.017
| 40.2374 | 0 | 0.014
| 29.522 | 0 | 0.009
| 26.8978 | 0 | 0.008
| 39.5814 | 0 | 0.009
| 34.1143 | 0 | 0.009
| 29.7407 | 0.006 | 0.008
| 90.5342 | 0.034 | 0.005
| 132.5211 | 0.076 | 0.004
| 130.3343 | 0.118 | 0.004
| 193.5333 | 0.177 | 0.005
| 124.4299 | 0.24 | 0.007
| 90.3155 | 0.333 | 0.013
| 29.522 | 0.491 | 0.024
| 26.4605 | 0.571 | 0.028
| 30.3968 | 0.552 | 0.041
| 26.4605 | 0.469 | 0.055
| 30.8341 | 0.325 | 0.054
| 26.8978 | 0.187 | 0.046
| 28.2099 | 0.095 | 0.029
| 60.5748 | 0.024 | 0.009
| 48.5473 | 0 | 0.006
| 51.3902 | 0 | 0.006
| 56.4199 | 0 | 0.006
| 48.766 | 0 | 0.005
| 41.3308 | 0 | 0.003
| 30.8341 | 0 | 0.002
| 27.5539 | 0 | 0.001
| 26.2418 | 0 | 0.002
| 30.6154 | 0 | 0.002
| 26.2418 | 0.042 | 0.002
| 86.1606 | 0.134 | 0.001
| 115.2452 | 0.314 | 0
| 125.5233 | 0.493 | 0
| 139.0815 | 0.64 | 0
| 171.0091 | 0.746 | 0.002
| 60.1375 | 0.804 | 0.011
| 33.0209 | 0.81 | 0.027
| 25.3671 | 0.764 | 0.046
| 26.2418 | 0.67 | 0.058
| 30.8341 | 0.515 | 0.064
| 26.6792 | 0.331 | 0.072
| 30.8341 | 0.188 | 0.071
| 27.7726 | 0.089 | 0.051
| 136.8947 | 0.026 | 0.031
| 50.2968 | 0 | 0.029
| 54.0144 | 0 | 0.022
| 49.4221 | 0 | 0.016
| 35.6451 | 0 | 0.015
| 32.3649 | 0 | 0.014
| 31.7088 | 0 | 0.013
| 26.8978 | 0 | 0.012
| 26.8978 | 0 | 0.011
| 30.6154 | 0 | 0.012
| 26.2418 | 0.018 | 0.009
| 70.4155 | 0.077 | 0.013
| 110.2156 | 0.235 | 0.025
| 131.4277 | 0.446 | 0.028
| 136.2387 | 0.62 | 0.028
| 143.8925 | 0.726 | 0.044
| 40.6748 | 0.786 | 0.074
| 41.1122 | 0.793 | 0.108
| 50.9528 | 0.757 | 0.143
| 34.333 | 0.644 | 0.169
| 31.4902 | 0.432 | 0.179
| 28.2099 | 0.304 | 0.171
| 34.7704 | 0.25 | 0.147
| 295.0016 | 0.124 | 0.102
| 312.0587 | 0.044 | 0.055
| 73.6957 | 0 | 0.049
| 64.9485 | 0 | 0.037
| 56.2012 | 0 | 0.026
| 52.0462 | 0 | 0.019
| 34.333 | 0 | 0.014
| 34.333 | 0 | 0.01
| 29.7407 | 0 | 0.008
| 27.5539 | 0 | 0.007
| 30.8341 | 0 | 0.005
| 35.6451 | 0.03 | 0.004
| 99.5002 | 0.095 | 0.003
| 120.4936 | 0.204 | 0.006
| 118.9628 | 0.318 | 0.011
| 141.2684 | 0.539 | 0.017
| 48.9847 | 0.711 | 0.028
| 35.4264 | 0.8 | 0.045
| 26.6792 | 0.818 | 0.067
| 25.8044 | 0.795 | 0.09
| 37.3946 | 0.73 | 0.106
| 38.7067 | 0.624 | 0.114
| 25.8044 | 0.478 | 0.112
| 29.7407 | 0.301 | 0.101
| 56.4199 | 0.123 | 0.077
| 198.5629 | 0.041 | 0.044
| 49.2034 | 0.001 | 0.035
| 58.8254 | 0 | 0.021
| 51.1715 | 0 | 0.013
| 36.5198 | 0 | 0.01
| 44.1737 | 0 | 0.009
| 47.8913 | 0 | 0.008
| 35.2077 | 0 | 0.007
| 31.4902 | 0 | 0.008
| 44.3924 | 0.001 | 0.007
| 36.5198 | 0.043 | 0.005
| 26.6792 | 0.129 | 0.005
| 39.5814 | 0.276 | 0.004
| 91.1903 | 0.43 | 0.004
| 59.0441 | 0.587 | 0.006
| 33.677 | 0.733 | 0.022
| 32.8023 | 0.792 | 0.063
| 36.0825 | 0.81 | 0.113
| 26.2418 | 0.775 | 0.155
| 29.522 | 0.712 | 0.171
| 25.5858 | 0.617 | 0.169
| 25.8044 | 0.475 | 0.158
| 34.333 | 0.295 | 0.137
| 57.2946 | 0.125 | 0.112
| 51.1715 | 0.043 | 0.068
| 52.4836 | 0.001 | 0.061
| 52.7023 | 0 | 0.041
| 51.6089 | 0 | 0.031
| 42.4242 | 0 | 0.021
| 37.6132 | 0 | 0.016
| 45.7045 | 0 | 0.016
| 42.4242 | 0 | 0.019
| 28.866 | 0 | 0.028
| 38.2693 | 0 | 0.03
| 44.8297 | 0.031 | 0.026
| 55.5451 | 0.113 | 0.027
| 68.2287 | 0.283 | 0.036
| 134.0519 | 0.49 | 0.049
| 91.6276 | 0.649 | 0.067
| 29.7407 | 0.756 | 0.093
| 24.711 | 0.816 | 0.134
| 29.7407 | 0.833 | 0.169
| 25.5858 | 0.809 | 0.194
| 28.2099 | 0.742 | 0.201
| 265.4795 | 0.628 | 0.192
| 302.6554 | 0.459 | 0.177
| 42.2056 | 0.29 | 0.159
| 77.4133 | 0.128 | 0.133
| 41.5495 | 0.044 | 0.093
| 42.6429 | 0 | 0.074
| 56.2012 | 0 | 0.071
| 53.1396 | 0 | 0.066
| 49.4221 | 0 | 0.055
| 35.2077 | 0 | 0.048
| 35.6451 | 0 | 0.042
| 28.4286 | 0 | 0.035
| 45.0484 | 0 | 0.028
| 32.8023 | 0 | 0.03
| 27.3352 | 0.038 | 0.023
| 26.4605 | 0.129 | 0.019
| 122.8991 | 0.304 | 0.032
| 119.4002 | 0.491 | 0.05
| 140.6123 | 0.625 | 0.077
| 82.443 | 0.747 | 0.111
| 74.5704 | 0.794 | 0.141
| 317.5258 | 0.809 | 0.167
| 58.388 | 0.786 | 0.2
| 39.8001 | 0.719 | 0.207
| 30.6154 | 0.621 | 0.182
| 32.5836 | 0.479 | 0.155
| 28.4286 | 0.305 | 0.128
| 25.1484 | 0.126 | 0.096
| 31.4902 | 0.041 | 0.067
| 130.3343 | 0.001 | 0.068
| 62.543 | 0 | 0.069
| 61.6682 | 0 | 0.064
| 35.2077 | 0 | 0.055
| 34.333 | 0 | 0.054
| 27.5539 | 0 | 0.038
| 32.5836 | 0 | 0.029
| 30.6154 | 0 | 0.025
| 37.3946 | 0.001 | 0.022
| 33.8957 | 0.044 | 0.018
| 61.0122 | 0.137 | 0.016
| 110.8716 | 0.327 | 0.025
| 115.6826 | 0.508 | 0.024
| 145.2046 | 0.655 | 0.022
| 95.7826 | 0.76 | 0.024
| 47.0166 | 0.819 | 0.039
| 37.8319 | 0.837 | 0.067
| 26.0231 | 0.811 | 0.09
| 68.666 | 0.716 | 0.107
| 45.7045 | 0.554 | 0.114
| 28.6473 | 0.4 | 0.112
| 25.1484 | 0.277 | 0.099
| 31.0528 | 0.133 | 0.07
| 51.3902 | 0.046 | 0.041
| 44.3924 | 0.001 | 0.042
| 57.0759 | 0 | 0.034
| 48.9847 | 0 | 0.025
| 28.866 | 0 | 0.017
| 30.8341 | 0 | 0.013
| 26.2418 | 0 | 0.007
| 43.299 | 0 | 0.004
| 27.5539 | 0 | 0.002
| 28.6473 | 0.001 | 0
| 37.1759 | 0.048 | 0
| 132.9584 | 0.141 | 0
| 112.4024 | 0.314 | 0
| 136.2387 | 0.443 | 0.001
| 158.5442 | 0.513 | 0.003
| 125.0859 | 0.602 | 0.007
| 96.2199 | 0.67 | 0.014
| 72.165 | 0.655 | 0.028
| 197.0322 | 0.581 | 0.047
| 69.1034 | 0.501 | 0.056
| 41.9869 | 0.335 | 0.055
| 57.732 | 0.187 | 0.045
| 57.0759 | 0.106 | 0.025
| 57.0759 | 0.051 | 0.008
| 140.3936 | 0.014 | 0.001
| 85.7232 | 0 | 0
| 98.1881 | 0 | 0
| 64.0737 | 0 | 0
| 34.7704 | 0 | 0
| 34.7704 | 0 | 0
| 31.9275 | 0 | 0
| 25.5858 | 0 | 0
| 25.8044 | 0 | 0
| 65.6045 | 0 | 0
| 108.0287 | 0.033 | 0
| 111.5276 | 0.115 | 0
| 124.8672 | 0.23 | 0.001
| 137.3321 | 0.206 | 0.002
| 142.7991 | 0.2 | 0.005
| 68.2287 | 0.192 | 0.01
| 49.8594 | 0.195 | 0.015
| 103.8738 | 0.166 | 0.018
| 66.9166 | 0.15 | 0.023
| 47.0166 | 0.157 | 0.031
| 37.6132 | 0.128 | 0.034
| 29.0847 | 0.082 | 0.027
| 30.6154 | 0.06 | 0.024
| 81.5683 | 0.04 | 0.015
| 47.8913 | 0.01 | 0.009
| 46.7979 | 0 | 0.014
| 50.5155 | 0 | 0.013
| 78.9441 | 0 | 0.015
| 62.1056 | 0 | 0.013
| 29.0847 | 0 | 0.012
| 29.0847 | 0 | 0.012
| 30.3968 | 0 | 0.012
| 25.8044 | 0 | 0.017
| 26.0231 | 0 | 0.022
| 29.7407 | 0.006 | 0.038
| 99.0628 | 0.018 | 0.034
| 127.4914 | 0.028 | 0.041
| 126.1793 | 0.046 | 0.045
| 214.5267 | 0.065 | 0.055
| 74.5704 | 0.118 | 0.116
| 35.6451 | 0.209 | 0.199
| 30.1781 | 0.208 | 0.217
| 48.5473 | 0.256 | 0.225
| 26.4605 | 0.278 | 0.219
| 26.4605 | 0.271 | 0.205
| 30.8341 | 0.218 | 0.178
| 29.3033 | 0.147 | 0.133
| 28.6473 | 0.09 | 0.09
| 109.1222 | 0.027 | 0.047
| 51.3902 | 0 | 0.029
| 50.5155 | 0 | 0.025
| 45.4858 | 0 | 0.025
| 33.0209 | 0 | 0.014
| 30.6154 | 0 | 0.008
| 35.6451 | 0 | 0.008
| 29.0847 | 0 | 0.005
| 27.9913 | 0 | 0.003
| 31.4902 | 0 | 0.001
| 86.5979 | 0.035 | 0.001
| 128.5848 | 0.144 | 0.002
| 100.3749 | 0.274 | 0.005
| 88.3474 | 0.381 | 0.011
| 65.8232 | 0.566 | 0.026
| 52.2649 | 0.638 | 0.049
| 42.4242 | 0.674 | 0.068
| 55.1078 | 0.628 | 0.079
| 50.9528 | 0.559 | 0.087
| 46.5792 | 0.491 | 0.095
| 45.7045 | 0.388 | 0.09
| 49.8594 | 0.316 | 0.076
| 49.6407 | 0.234 | 0.058
| 48.5473 | 0.12 | 0.035
| 90.5342 | 0.036 | 0.015
| 46.5792 | 0.001 | 0.01
| 60.7935 | 0 | 0.006
| 56.8572 | 0 | 0.002
| 40.4561 | 0 | 0
| 26.6792 | 0 | 0
| 34.7704 | 0 | 0
| 25.8044 | 0 | 0
| 30.8341 | 0 | 0
| 29.522 | 0.001 | 0
| 26.0231 | 0.051 | 0
| 41.1122 | 0.143 | 0
| 115.4639 | 0.308 | 0
| 113.0584 | 0.42 | 0.002
| 68.666 | 0.559 | 0.003
| 91.8463 | 0.658 | 0.006
| 34.9891 | 0.706 | 0.011
| 28.6473 | 0.738 | 0.021
| 45.7045 | 0.7 | 0.04
| 31.4902 | 0.627 | 0.055
| 35.6451 | 0.538 | 0.049
| 31.7088 | 0.411 | 0.044
| 50.2968 | 0.249 | 0.049
| 40.8935 | 0.122 | 0.033
| 104.9672 | 0.054 | 0.014
| 102.343 | 0.002 | 0.005
| 51.8276 | 0 | 0
| 53.7957 | 0 | 0
| 37.6132 | 0 | 0
| 34.9891 | 0 | 0
| 26.2418 | 0 | 0
| 26.6792 | 0 | 0
| 32.8023 | 0 | 0
| 36.9572 | 0.001 | 0
| 39.144 | 0.031 | 0
| 26.0231 | 0.066 | 0
| 110.6529 | 0.101 | 0
| 119.6189 | 0.129 | 0
| 186.3168 | 0.174 | 0
| 66.4792 | 0.263 | 0
| 40.2374 | 0.353 | 0.001
| 61.0122 | 0.352 | 0.001
| 55.9825 | 0.343 | 0.002
| 41.7682 | 0.319 | 0.003
| 41.9869 | 0.244 | 0.006
| 84.8485 | 0.203 | 0.01
| 35.6451 | 0.151 | 0.014
| 27.7726 | 0.09 | 0.012
| 24.9297 | 0.041 | 0.014
| 74.3518 | 0.001 | 0.026
| 50.2968 | 0 | 0.031
| 54.0144 | 0 | 0.03
| 48.9847 | 0 | 0.03
| 27.5539 | 0 | 0.032
| 34.333 | 0 | 0.031
| 26.0231 | 0 | 0.032
| 25.5858 | 0 | 0.031
| 42.2056 | 0.003 | 0.03
| 33.2396 | 0.052 | 0.021
| 84.1924 | 0.142 | 0.015
| 136.02 | 0.302 | 0.019
| 134.0519 | 0.468 | 0.017
| 93.5958 | 0.587 | 0.009
| 123.5551 | 0.669 | 0.014
| 47.4539 | 0.708 | 0.033
| 61.6682 | 0.696 | 0.057
| 29.3033 | 0.648 | 0.084
| 38.0506 | 0.535 | 0.112
| 38.0506 | 0.419 | 0.123
| 72.6023 | 0.346 | 0.125
| 67.354 | 0.233 | 0.121
| 66.0419 | 0.125 | 0.088
| 104.0925 | 0.05 | 0.063
| 366.0731 | 0.002 | 0.057
| 207.5289 | 0 | 0.038
| 92.2837 | 0 | 0.025
| 45.4858 | 0 | 0.017
| 35.4264 | 0 | 0.012
| 39.5814 | 0 | 0.01
| 34.333 | 0 | 0.011
| 26.8978 | 0 | 0.012
| 34.9891 | 0 | 0.012
| 25.1484 | 0.031 | 0.014
| 76.5386 | 0.094 | 0.016
| 128.8035 | 0.185 | 0.012
| 123.1178 | 0.292 | 0.008
| 137.3321 | 0.467 | 0.011
| 77.1946 | 0.698 | 0.031
| 27.3352 | 0.786 | 0.083
| 55.3265 | 0.808 | 0.158
| 426.4293 | 0.771 | 0.212
| 148.2662 | 0.67 | 0.22
| 49.4221 | 0.517 | 0.191
| 34.1143 | 0.293 | 0.145
| 26.6792 | 0.158 | 0.111
| 80.9122 | 0.064 | 0.085
| 44.8297 | 0.013 | 0.058
| 75.0078 | 0 | 0.043
| 123.9925 | 0 | 0.035
| 112.1837 | 0 | 0.032
| 47.6726 | 0 | 0.034
| 44.1737 | 0 | 0.029
| 45.7045 | 0 | 0.016
| 51.1715 | 0 | 0.008
| 76.1012 | 0 | 0.006
| 111.7463 | 0 | 0.005
| 116.3386 | 0.022 | 0.006
| 112.4024 | 0.085 | 0.013
| 120.4936 | 0.163 | 0.031
| 115.9013 | 0.238 | 0.058
| 121.3683 | 0.261 | 0.082
| 36.3012 | 0.201 | 0.093
| 25.8044 | 0.186 | 0.105
| 25.5858 | 0.214 | 0.121
| 25.5858 | 0.241 | 0.137
| 36.5198 | 0.334 | 0.16
| 25.8044 | 0.404 | 0.18
| 29.3033 | 0.347 | 0.162
| 41.7682 | 0.238 | 0.122
| 33.4583 | 0.129 | 0.075
| 110.6529 | 0.04 | 0.032
| 41.3308 | 0.001 | 0.018
| 82.0056 | 0 | 0.012
| 75.6639 | 0 | 0.005
| 40.4561 | 0 | 0.003
| 29.0847 | 0 | 0.002
| 29.0847 | 0 | 0.002
| 22.5242 | 0 | 0.002
| 25.8044 | 0 | 0.003
| 31.2715 | 0 | 0.006
| 21.6495 | 0.026 | 0.005
| 50.0781 | 0.09 | 0.003
| 118.7441 | 0.226 | 0.002
| 152.6398 | 0.363 | 0.003
| 128.5848 | 0.47 | 0.006
| 35.8638 | 0.502 | 0.013
| 48.9847 | 0.531 | 0.025
| 48.766 | 0.569 | 0.043
| 37.8319 | 0.533 | 0.069
| 34.9891 | 0.484 | 0.097
| 40.6748 | 0.383 | 0.108
| 40.6748 | 0.275 | 0.09
| 39.8001 | 0.196 | 0.067
| 38.488 | 0.116 | 0.042
| 42.8616 | 0.044 | 0.021
| 44.1737 | 0.002 | 0.029
| 82.2243 | 0 | 0.041
| 60.5748 | 0 | 0.042
| 63.4177 | 0 | 0.042
| 33.0209 | 0 | 0.039
| 33.2396 | 0 | 0.038
| 25.8044 | 0 | 0.039
| 25.8044 | 0 | 0.045
| 35.2077 | 0.002 | 0.047
| 111.0903 | 0.05 | 0.036
| 111.309 | 0.135 | 0.036
| 153.9519 | 0.29 | 0.052
| 122.8991 | 0.484 | 0.061
| 123.1178 | 0.614 | 0.067
| 173.4146 | 0.677 | 0.085
| 56.2012 | 0.705 | 0.101
| 34.7704 | 0.721 | 0.134
| 27.5539 | 0.675 | 0.167
| 45.4858 | 0.623 | 0.169
| 50.2968 | 0.521 | 0.183
| 44.8297 | 0.405 | 0.183
| 43.5177 | 0.268 | 0.178
| 85.9419 | 0.138 | 0.133
| 39.5814 | 0.049 | 0.077
| 45.4858 | 0.003 | 0.056
| 60.1375 | 0 | 0.041
| 85.9419 | 0 | 0.029
| 86.3793 | 0 | 0.022
| 31.2715 | 0 | 0.013
| 26.8978 | 0 | 0.007
| 31.2715 | 0 | 0.004
| 27.5539 | 0 | 0.005
| 26.4605 | 0.002 | 0.005
| 52.2649 | 0.048 | 0.002
| 112.8397 | 0.137 | 0
| 122.4617 | 0.317 | 0
| 125.3046 | 0.491 | 0.001
| 127.4914 | 0.63 | 0.001
| 58.1693 | 0.726 | 0.008
| 61.6682 | 0.72 | 0.027
| 47.0166 | 0.551 | 0.051
| 41.3308 | 0.436 | 0.063
| 35.2077 | 0.527 | 0.05
| 41.3308 | 0.569 | 0.035
| 40.6748 | 0.445 | 0.026
| 48.766 | 0.274 | 0.02
| 89.0034 | 0.103 | 0.018
| 57.5133 | 0.02 | 0.016
| 58.8254 | 0 | 0.011
| 82.2243 | 0 | 0.005
| 90.7529 | 0 | 0.001
| 48.5473 | 0 | 0.001
| 44.1737 | 0 | 0.001
| 51.1715 | 0 | 0.002
| 34.1143 | 0 | 0.003
| 29.7407 | 0 | 0.003
| 25.3671 | 0.001 | 0.006
| 25.5858 | 0.034 | 0.012
| 55.3265 | 0.09 | 0.01
| 127.054 | 0.14 | 0.009
| 130.9903 | 0.182 | 0.008
| 178.4442 | 0.267 | 0.009
| 72.6023 | 0.331 | 0.011
| 47.0166 | 0.392 | 0.016
| 41.1122 | 0.358 | 0.023
| 118.0881 | 0.3 | 0.024
| 163.5739 | 0.254 | 0.02
| 74.3518 | 0.193 | 0.016
| 97.7507 | 0.129 | 0.013
| 50.9528 | 0.048 | 0.004
| 80.9122 | 0.025 | 0.001
| 47.0166 | 0.005 | 0
| 41.1122 | 0 | 0
| 50.9528 | 0 | 0
| 56.2012 | 0 | 0.001
| 47.0166 | 0 | 0.002
| 26.0231 | 0 | 0.009
| 31.2715 | 0 | 0.012
| 29.3033 | 0 | 0.01
| 27.3352 | 0 | 0.011
| 29.9594 | 0 | 0.014
| 93.8144 | 0.03 | 0.016
| 110.6529 | 0.094 | 0.022
| 121.1496 | 0.19 | 0.045
| 87.91 | 0.267 | 0.072
| 221.0872 | 0.322 | 0.136
| 39.5814 | 0.38 | 0.255
| 79.6001 | 0.374 | 0.379
| 129.0222 | 0.371 | 0.445
| 44.8297 | 0.371 | 0.522
| 37.8319 | 0.268 | 0.513
| 52.921 | 0.268 | 0.586
| 34.9891 | 0.222 | 0.635
| 31.9275 | 0.145 | 0.623
| 31.2715 | 0.088 | 0.61
| 29.522 | 0.039 | 0.685
| 28.6473 | 0 | 0.763
| 67.7913 | 0 | 0.787
| 53.3583 | 0 | 0.702
| 53.7957 | 0 | 0.615
| 31.2715 | 0 | 0.529
| 31.0528 | 0 | 0.434
| 27.5539 | 0 | 0.291
| 32.5836 | 0 | 0.164
| 40.4561 | 0 | 0.096
| 31.7088 | 0.017 | 0.059
| 27.1165 | 0.05 | 0.051
| 29.7407 | 0.112 | 0.06
| 30.8341 | 0.188 | 0.065
| 92.065 | 0.245 | 0.072
| 27.5539 | 0.405 | 0.094
| 44.1737 | 0.449 | 0.123
| 28.4286 | 0.41 | 0.137
| 33.8957 | 0.401 | 0.147
| 40.2374 | 0.403 | 0.161
| 39.8001 | 0.369 | 0.17
| 33.0209 | 0.29 | 0.164
| 30.8341 | 0.2 | 0.138
| 26.8978 | 0.107 | 0.084
| 32.5836 | 0.037 | 0.041
| 125.9606 | 0.001 | 0.036
| 83.099 | 0 | 0.049
| 74.7891 | 0 | 0.061
| 47.4539 | 0 | 0.06
| 33.4583 | 0 | 0.06
| 34.9891 | 0 | 0.062
| 27.3352 | 0 | 0.057
| 29.522 | 0 | 0.059
| 29.0847 | 0.001 | 0.058
| 30.8341 | 0.037 | 0.051
| 36.9572 | 0.109 | 0.058
| 159.2002 | 0.222 | 0.103
| 73.6957 | 0.347 | 0.149
| 69.7595 | 0.475 | 0.188
| 75.6639 | 0.588 | 0.212
| 406.5292 | 0.684 | 0.231
| 89.4408 | 0.715 | 0.235
| 38.488 | 0.67 | 0.199
| 37.6132 | 0.602 | 0.157
| 32.5836 | 0.522 | 0.122
| 31.0528 | 0.399 | 0.092
| 164.6673 | 0.228 | 0.057
| 38.7067 | 0.096 | 0.023
| 54.8891 | 0.03 | 0.016
| 48.5473 | 0.001 | 0.013
| 53.577 | 0 | 0.011
| 54.0144 | 0 | 0.013
| 44.1737 | 0 | 0.024
| 45.2671 | 0 | 0.046
| 45.2671 | 0 | 0.061
| 31.9275 | 0 | 0.055
| 28.2099 | 0 | 0.049
| 41.1122 | 0.001 | 0.05
| 32.1462 | 0.028 | 0.059
| 38.2693 | 0.094 | 0.067
| 45.7045 | 0.221 | 0.108
| 44.3924 | 0.377 | 0.15
| 107.154 | 0.506 | 0.168
| 44.3924 | 0.581 | 0.158
| 46.1418 | 0.612 | 0.149
| 32.8023 | 0.586 | 0.144
| 45.7045 | 0.529 | 0.127
| 31.4902 | 0.483 | 0.1
| 26.2418 | 0.411 | 0.07
| 69.7595 | 0.353 | 0.045
| 133.3958 | 0.243 | 0.023
| 83.3177 | 0.131 | 0.008
| 80.4749 | 0.054 | 0.004
| 95.7826 | 0.003 | 0.001
| 89.4408 | 0 | 0
| 46.5792 | 0 | 0
| 29.0847 | 0 | 0
| 43.5177 | 0 | 0
| 38.488 | 0 | 0
| 27.5539 | 0 | 0
| 27.3352 | 0 | 0.002
| 31.9275 | 0 | 0.005
| 45.4858 | 0.021 | 0.007
| 55.9825 | 0.078 | 0.004
| 61.2309 | 0.192 | 0.003
| 94.9078 | 0.242 | 0.021
| 69.9781 | 0.24 | 0.028
| 33.8957 | 0.238 | 0.038
| 33.0209 | 0.213 | 0.048
| 51.8276 | 0.195 | 0.06
| 29.0847 | 0.218 | 0.089
| 30.3968 | 0.296 | 0.16
| 25.8044 | 0.261 | 0.192
| 26.0231 | 0.108 | 0.087
| 25.8044 | 0.052 | 0.05
| 29.7407 | 0.037 | 0.085
| 78.9441 | 0.018 | 0.126
| 49.8594 | 0 | 0.161
| 66.2605 | 0 | 0.149
| 52.2649 | 0 | 0.113
| 46.1418 | 0 | 0.088
| 48.5473 | 0 | 0.058
| 69.1034 | 0 | 0.037
| 54.8891 | 0 | 0.028
| 49.6407 | 0 | 0.025
| 55.9825 | 0 | 0.023
| 61.0122 | 0.018 | 0.014
| 46.3605 | 0.089 | 0.006
| 41.5495 | 0.191 | 0.002
| 24.711 | 0.285 | 0.002
| 47.6726 | 0.427 | 0.009
| 85.5045 | 0.478 | 0.02
| 43.955 | 0.507 | 0.026
| 28.4286 | 0.557 | 0.03
| 26.4605 | 0.615 | 0.034
| 65.6045 | 0.624 | 0.038
| 47.2352 | 0.573 | 0.039
| 31.7088 | 0.483 | 0.037
| 31.4902 | 0.314 | 0.031
| 48.11 | 0.136 | 0.024
| 142.7991 | 0.047 | 0.021
| 49.6407 | 0.001 | 0.022
| 70.4155 | 0 | 0.019
| 54.0144 | 0 | 0.015
| 37.6132 | 0 | 0.012
| 44.3924 | 0 | 0.011
| 31.9275 | 0 | 0.012
| 31.7088 | 0 | 0.013
| 26.6792 | 0 | 0.012
| 29.3033 | 0.003 | 0.012
| 27.9913 | 0.046 | 0.01
| 30.8341 | 0.133 | 0.002
| 35.6451 | 0.322 | 0
| 116.9947 | 0.5 | 0
| 99.0628 | 0.643 | 0.001
| 146.5167 | 0.744 | 0.004
| 55.1078 | 0.802 | 0.011
| 28.866 | 0.818 | 0.018
| 56.4199 | 0.795 | 0.025
| 57.5133 | 0.729 | 0.035
| 40.6748 | 0.626 | 0.044
| 26.0231 | 0.484 | 0.044
| 26.0231 | 0.312 | 0.034
| 30.3968 | 0.139 | 0.02
| 83.5364 | 0.046 | 0.015
| 49.8594 | 0.003 | 0.017
| 55.7638 | 0 | 0.013
| 120.7123 | 0 | 0.011
| 39.3627 | 0 | 0.01
| 31.2715 | 0 | 0.009
| 43.0803 | 0 | 0.009
| 31.9275 | 0 | 0.01
| 26.8978 | 0 | 0.011
| 25.8044 | 0.003 | 0.012
| 80.2562 | 0.051 | 0.019
| 110.6529 | 0.134 | 0.012
| 119.6189 | 0.271 | 0.002
| 91.1903 | 0.435 | 0.005
| 99.7188 | 0.556 | 0.017
| 43.7363 | 0.625 | 0.036
| 28.4286 | 0.643 | 0.058
| 29.522 | 0.667 | 0.082
| 78.5067 | 0.645 | 0.108
| 33.0209 | 0.536 | 0.13
| 32.3649 | 0.341 | 0.123
| 52.4836 | 0.17 | 0.073
| 67.354 | 0.068 | 0.035
| 66.6979 | 0.022 | 0.017
| 72.821 | 0.004 | 0.011
| 68.4474 | 0 | 0.007
| 53.577 | 0 | 0.008
| 42.2056 | 0 | 0.008
| 34.7704 | 0 | 0.009
| 32.8023 | 0 | 0.014
| 27.9913 | 0 | 0.032
| 40.8935 | 0 | 0.039
| 34.7704 | 0 | 0.065
| 31.9275 | 0 | 0.094
| 27.1165 | 0.033 | 0.111
| 53.7957 | 0.107 | 0.128
| 128.3661 | 0.195 | 0.167
| 129.4595 | 0.279 | 0.209
| 185.2234 | 0.334 | 0.257
| 109.9969 | 0.327 | 0.282
| 48.766 | 0.306 | 0.278
| 26.0231 | 0.282 | 0.281
| 26.0231 | 0.228 | 0.245
| 31.7088 | 0.216 | 0.208
| 28.866 | 0.191 | 0.155
| 27.3352 | 0.12 | 0.094
| 26.2418 | 0.105 | 0.059
| 30.8341 | 0.06 | 0.027
| 480.8809 | 0.027 | 0.018
| 43.7363 | 0.001 | 0.042
| 53.3583 | 0 | 0.07
| 33.2396 | 0 | 0.088
| 28.6473 | 0 | 0.114
| 27.1165 | 0 | 0.114
| 31.7088 | 0 | 0.118
| 29.7407 | 0 | 0.11
| 26.4605 | 0 | 0.099
| 41.1122 | 0.001 | 0.114
| 33.8957 | 0.035 | 0.112
| 68.4474 | 0.091 | 0.09
| 115.4639 | 0.177 | 0.131
| 144.9859 | 0.322 | 0.237
| 78.5067 | 0.41 | 0.303
| 40.6748 | 0.362 | 0.306
| 26.4605 | 0.333 | 0.267
| 36.7385 | 0.28 | 0.22
| 39.8001 | 0.254 | 0.188
| 40.8935 | 0.239 | 0.177
| 34.9891 | 0.213 | 0.169
| 28.4286 | 0.186 | 0.153
| 40.6748 | 0.157 | 0.13
| 60.7935 | 0.087 | 0.068
| 43.7363 | 0.029 | 0.039
| 47.4539 | 0.001 | 0.046
| 44.8297 | 0 | 0.054
| 44.3924 | 0 | 0.053
| 37.8319 | 0 | 0.049
| 40.8935 | 0 | 0.042
| 40.8935 | 0 | 0.042
| 26.8978 | 0 | 0.04
| 31.0528 | 0 | 0.038
| 26.4605 | 0.001 | 0.036
| 26.6792 | 0.038 | 0.024
| 41.1122 | 0.117 | 0.037
| 33.677 | 0.205 | 0.05
| 195.5014 | 0.303 | 0.051
| 92.065 | 0.495 | 0.057
| 29.7407 | 0.638 | 0.07
| 25.5858 | 0.63 | 0.089
| 26.6792 | 0.635 | 0.105
| 108.4661 | 0.641 | 0.114
| 37.8319 | 0.513 | 0.11
| 44.6111 | 0.441 | 0.102
| 38.488 | 0.347 | 0.087
| 32.8023 | 0.225 | 0.062
| 31.0528 | 0.121 | 0.033
| 42.6429 | 0.048 | 0.01
| 45.0484 | 0.002 | 0.006
| 49.4221 | 0 | 0.002
| 56.6386 | 0 | 0
| 45.4858 | 0 | 0
| 35.8638 | 0 | 0
| 32.3649 | 0 | 0
| 27.5539 | 0 | 0
| 27.1165 | 0 | 0
| 30.8341 | 0.002 | 0
| 25.8044 | 0.05 | 0
| 39.5814 | 0.137 | 0
| 120.931 | 0.3 | 0
| 120.0562 | 0.479 | 0
| 109.5595 | 0.607 | 0
| 82.443 | 0.7 | 0.001
| 46.1418 | 0.757 | 0.004
| 210.5904 | 0.722 | 0.015
| 295.2202 | 0.452 | 0.029
| 40.6748 | 0.285 | 0.034
| 40.6748 | 0.214 | 0.015
| 42.6429 | 0.185 | 0.004
| 41.7682 | 0.152 | 0.001
| 33.4583 | 0.108 | 0
| 29.9594 | 0.041 | 0
| 31.0528 | 0.001 | 0.002
| 78.0694 | 0 | 0.004
| 51.8276 | 0 | 0.007
| 40.8935 | 0 | 0.007
| 26.6792 | 0 | 0.005
| 28.6473 | 0 | 0.003
| 31.4902 | 0 | 0.005
| 27.1165 | 0 | 0.009
| 26.4605 | 0.002 | 0.013
| 30.8341 | 0.048 | 0.022
| 27.5539 | 0.129 | 0.027
| 103.8738 | 0.253 | 0.008
| 118.9628 | 0.379 | 0.005
| 138.6442 | 0.494 | 0.012
| 38.0506 | 0.587 | 0.021
| 26.6792 | 0.578 | 0.029
| 31.4902 | 0.433 | 0.02
| 51.6089 | 0.289 | 0.012
| 40.8935 | 0.225 | 0.024
| 46.7979 | 0.18 | 0.03
| 40.4561 | 0.144 | 0.017
| 28.2099 | 0.104 | 0.006
| 31.9275 | 0.054 | 0.001
| 52.4836 | 0.016 | 0
| 71.2902 | 0 | 0
| 165.7607 | 0 | 0
| 56.8572 | 0 | 0
| 34.333 | 0 | 0.003
| 39.5814 | 0 | 0.008
| 27.3352 | 0 | 0.005
| 28.4286 | 0 | 0.009
| 29.3033 | 0 | 0.013
| 31.2715 | 0.003 | 0.02
| 26.0231 | 0.053 | 0.019
| 81.3496 | 0.14 | 0.037
| 95.1265 | 0.308 | 0.071
| 46.5792 | 0.444 | 0.104
| 106.2793 | 0.558 | 0.132
| 40.8935 | 0.621 | 0.164
| 55.3265 | 0.577 | 0.187
| 45.4858 | 0.56 | 0.193
| 172.9772 | 0.494 | 0.205
| 137.1134 | 0.458 | 0.225
| 29.9594 | 0.296 | 0.207
| 30.3968 | 0.181 | 0.177
| 32.3649 | 0.091 | 0.132
| 26.6792 | 0.054 | 0.091
| 99.9375 | 0.026 | 0.046
| 51.8276 | 0.001 | 0.024
| 46.1418 | 0 | 0.025
| 55.7638 | 0 | 0.023
| 48.11 | 0 | 0.018
| 51.1715 | 0 | 0.014
| 27.9913 | 0 | 0.014
| 30.1781 | 0 | 0.019
| 37.8319 | 0 | 0.031
| 40.4561 | 0.001 | 0.03
| 30.1781 | 0.035 | 0.036
| 53.7957 | 0.125 | 0.052
| 54.8891 | 0.273 | 0.097
| 37.8319 | 0.39 | 0.146
| 104.9672 | 0.46 | 0.189
| 55.3265 | 0.501 | 0.225
| 46.1418 | 0.512 | 0.271
| 53.3583 | 0.483 | 0.302
| 52.7023 | 0.477 | 0.31
| 46.5792 | 0.48 | 0.296
| 33.4583 | 0.398 | 0.266
| 102.9991 | 0.314 | 0.227
| 61.8869 | 0.225 | 0.166
| 52.2649 | 0.131 | 0.093
| 90.3155 | 0.047 | 0.03
| 57.732 | 0.001 | 0.018
| 44.6111 | 0 | 0.02
| 34.1143 | 0 | 0.016
| 31.4902 | 0 | 0.013
| 45.7045 | 0 | 0.014
| 33.677 | 0 | 0.014
| 34.1143 | 0 | 0.014
| 29.0847 | 0 | 0.01
| 29.7407 | 0 | 0.007
| 31.7088 | 0.03 | 0.004
| 31.2715 | 0.122 | 0.008
| 41.1122 | 0.212 | 0.013
| 38.2693 | 0.3 | 0.012
| 219.5564 | 0.311 | 0.012
| 68.4474 | 0.377 | 0.019
| 51.8276 | 0.323 | 0.024
| 31.2715 | 0.31 | 0.032
| 40.8935 | 0.266 | 0.037
| 42.4242 | 0.244 | 0.036
| 70.4155 | 0.23 | 0.036
| 77.4133 | 0.186 | 0.041
| 71.7276 | 0.134 | 0.032
| 67.354 | 0.066 | 0.018
| 104.3112 | 0.021 | 0.014
| 53.577 | 0 | 0.04
| 60.5748 | 0 | 0.081
| 61.2309 | 0 | 0.122
| 45.4858 | 0 | 0.16
| 35.4264 | 0 | 0.216
| 36.0825 | 0 | 0.272
| 29.3033 | 0 | 0.316
| 28.4286 | 0 | 0.352
| 93.1584 | 0 | 0.352
| 62.543 | 0.021 | 0.344
| 74.7891 | 0.067 | 0.333
| 65.3858 | 0.115 | 0.366
| 65.3858 | 0.146 | 0.396
| 124.4299 | 0.197 | 0.414
| 73.6957 | 0.265 | 0.425
| 34.333 | 0.282 | 0.415
| 97.532 | 0.288 | 0.39
| 54.6704 | 0.289 | 0.422
| 41.5495 | 0.237 | 0.328
| 86.1606 | 0.194 | 0.249
| 124.6485 | 0.123 | 0.131
| 33.677 | 0.104 | 0.076
| 28.2099 | 0.035 | 0.026
| 90.0968 | 0.012 | 0.018
| 64.9485 | 0 | 0.019
| 49.4221 | 0 | 0.015
| 89.6595 | 0 | 0.017
| 76.7573 | 0 | 0.021
| 39.3627 | 0 | 0.032
| 39.3627 | 0 | 0.046
| 26.0231 | 0 | 0.055
| 30.6154 | 0 | 0.076
| 27.9913 | 0 | 0.102
| 93.3771 | 0.022 | 0.106
| 85.5045 | 0.087 | 0.078
| 68.666 | 0.115 | 0.08
| 52.4836 | 0.136 | 0.076
| 73.0397 | 0.172 | 0.069
| 45.0484 | 0.227 | 0.072
| 33.677 | 0.283 | 0.068
| 27.9913 | 0.329 | 0.061
| 92.2837 | 0.339 | 0.045
| 42.8616 | 0.384 | 0.04
| 41.3308 | 0.415 | 0.039
| 41.7682 | 0.337 | 0.034
| 44.6111 | 0.237 | 0.022
| 121.587 | 0.12 | 0.008
| 56.6386 | 0.045 | 0.002
| 43.955 | 0.001 | 0.001
| 42.6429 | 0 | 0
| 46.3605 | 0 | 0
| 47.6726 | 0 | 0
| 36.0825 | 0 | 0
| 34.1143 | 0 | 0
| 27.3352 | 0 | 0
| 30.6154 | 0 | 0
| 26.6792 | 0.001 | 0
| 31.7088 | 0.044 | 0
| 28.866 | 0.121 | 0
| 25.5858 | 0.232 | 0
| 142.3618 | 0.359 | 0
| 44.3924 | 0.562 | 0.001
| 32.5836 | 0.674 | 0.004
| 33.8957 | 0.694 | 0.015
| 45.2671 | 0.704 | 0.034
| 33.677 | 0.672 | 0.049
| 32.8023 | 0.593 | 0.057
| 32.8023 | 0.523 | 0.058
| 29.3033 | 0.411 | 0.049
| 38.0506 | 0.267 | 0.035
| 36.9572 | 0.13 | 0.023
| 31.0528 | 0.044 | 0.018
| 95.7826 | 0.001 | 0.014
| 55.3265 | 0 | 0.012
| 55.9825 | 0 | 0.009
| 37.6132 | 0 | 0.008
| 37.6132 | 0 | 0.008
| 35.2077 | 0 | 0.007
| 27.9913 | 0 | 0.005
| 29.522 | 0 | 0.006
| 36.9572 | 0.001 | 0.008
| 27.9913 | 0.042 | 0.005
| 27.7726 | 0.124 | 0.002
| 33.0209 | 0.284 | 0
| 24.711 | 0.459 | 0
| 91.6276 | 0.618 | 0.006
| 47.6726 | 0.721 | 0.019
| 43.7363 | 0.781 | 0.038
| 62.3243 | 0.796 | 0.063
| 180.631 | 0.767 | 0.092
| 487.2227 | 0.704 | 0.111
| 62.9803 | 0.599 | 0.112
| 43.7363 | 0.459 | 0.104
| 38.9253 | 0.292 | 0.093
| 45.0484 | 0.132 | 0.085
| 83.099 | 0.041 | 0.078
| 55.7638 | 0 | 0.072
| 46.3605 | 0 | 0.068
| 57.5133 | 0 | 0.058
| 42.4242 | 0 | 0.049
| 43.955 | 0 | 0.045
| 27.1165 | 0 | 0.047
| 28.866 | 0 | 0.05
| 34.1143 | 0 | 0.053
| 26.4605 | 0 | 0.058
| 26.2418 | 0.042 | 0.05
| 31.4902 | 0.122 | 0.069
| 26.0231 | 0.267 | 0.099
| 73.6957 | 0.478 | 0.117
| 89.0034 | 0.633 | 0.147
| 83.7551 | 0.733 | 0.178
| 38.0506 | 0.793 | 0.189
| 26.6792 | 0.811 | 0.2
| 62.7616 | 0.79 | 0.239
| 43.955 | 0.727 | 0.287
| 61.2309 | 0.622 | 0.302
| 50.9528 | 0.48 | 0.278
| 34.9891 | 0.306 | 0.22
| 25.5858 | 0.132 | 0.152
| 34.7704 | 0.042 | 0.093
| 47.4539 | 0.001 | 0.078
| 51.6089 | 0 | 0.063
| 55.3265 | 0 | 0.057
| 51.6089 | 0 | 0.048
| 29.522 | 0 | 0.044
| 38.0506 | 0 | 0.042
| 28.6473 | 0 | 0.042
| 27.1165 | 0 | 0.043
| 31.9275 | 0.001 | 0.047
| 26.4605 | 0.041 | 0.032
| 26.0231 | 0.121 | 0.023
| 40.4561 | 0.304 | 0.028
| 32.5836 | 0.487 | 0.022
| 118.7441 | 0.633 | 0.012
| 48.766 | 0.733 | 0.004
| 51.1715 | 0.789 | 0.001
| 26.2418 | 0.805 | 0.001
| 32.8023 | 0.781 | 0.004
| 39.144 | 0.717 | 0.016
| 28.4286 | 0.614 | 0.034
| 34.7704 | 0.472 | 0.059
| 30.8341 | 0.302 | 0.061
| 30.8341 | 0.129 | 0.031
| 80.4749 | 0.038 | 0.015
| 50.7341 | 0.001 | 0.015
| 42.6429 | 0 | 0.011
| 53.577 | 0 | 0.01
| 40.8935 | 0 | 0.013
| 35.8638 | 0 | 0.017
| 36.9572 | 0 | 0.017
| 32.1462 | 0 | 0.015
| 27.9913 | 0 | 0.014
| 31.7088 | 0.001 | 0.011
| 26.8978 | 0.041 | 0.008
| 26.4605 | 0.118 | 0.004
| 38.9253 | 0.301 | 0
| 51.1715 | 0.476 | 0
| 105.8419 | 0.614 | 0
| 49.2034 | 0.706 | 0
| 49.4221 | 0.764 | 0.001
| 27.3352 | 0.781 | 0.003
| 42.8616 | 0.761 | 0.005
| 40.0187 | 0.699 | 0.006
| 140.6123 | 0.598 | 0.006
| 54.2331 | 0.459 | 0.01
| 47.6726 | 0.293 | 0.01
| 26.2418 | 0.127 | 0.006
| 33.4583 | 0.038 | 0.005
| 51.1715 | 0 | 0.004
| 47.2352 | 0 | 0.002
| 68.8847 | 0 | 0.003
| 48.9847 | 0 | 0.005
| 29.3033 | 0 | 0.004
| 31.0528 | 0 | 0.005
| 26.8978 | 0 | 0.005
| 34.1143 | 0 | 0.005
| 28.6473 | 0.001 | 0.005
| 34.5517 | 0.038 | 0.003
| 39.8001 | 0.116 | 0.001
| 40.8935 | 0.291 | 0
| 41.5495 | 0.461 | 0
| 85.5045 | 0.598 | 0.001
| 61.4495 | 0.697 | 0.003
| 41.1122 | 0.754 | 0.007
| 66.2605 | 0.763 | 0.014
| 47.4539 | 0.716 | 0.019
| 46.5792 | 0.635 | 0.018
| 26.6792 | 0.551 | 0.013
| 26.2418 | 0.439 | 0.009
| 34.5517 | 0.281 | 0.007
| 26.0231 | 0.125 | 0.004
| 27.5539 | 0.039 | 0.005
| 110.6529 | 0 | 0.003
| 50.9528 | 0 | 0.001
| 59.0441 | 0 | 0.001
| 34.1143 | 0 | 0.001
| 34.5517 | 0 | 0.001
| 34.5517 | 0 | 0.002
| 26.6792 | 0 | 0.004
| 32.1462 | 0 | 0.006
| 40.6748 | 0.001 | 0.007
| 32.1462 | 0.039 | 0.01
| 63.6364 | 0.116 | 0.003
| 67.354 | 0.289 | 0
| 39.3627 | 0.457 | 0.001
| 77.1946 | 0.593 | 0
| 44.1737 | 0.685 | 0
| 31.2715 | 0.732 | 0.001
| 26.8978 | 0.766 | 0.005
| 32.5836 | 0.746 | 0.013
| 51.8276 | 0.686 | 0.024
| 45.9231 | 0.586 | 0.03
| 41.5495 | 0.45 | 0.034
| 40.0187 | 0.287 | 0.03
| 33.8957 | 0.125 | 0.019
| 37.1759 | 0.038 | 0.017
| 106.7167 | 0 | 0.017
| 57.9506 | 0 | 0.016
| 71.2902 | 0 | 0.016
| 50.0781 | 0 | 0.015
| 35.4264 | 0 | 0.012
| 43.299 | 0 | 0.007
| 33.2396 | 0 | 0.004
| 30.6154 | 0 | 0.002
| 30.3968 | 0 | 0.002
| 32.1462 | 0.036 | 0.002
| 27.3352 | 0.114 | 0
| 34.7704 | 0.295 | 0
| 37.3946 | 0.467 | 0
| 103.2177 | 0.607 | 0.002
| 38.9253 | 0.704 | 0.003
| 34.5517 | 0.762 | 0.006
| 36.3012 | 0.78 | 0.011
| 51.1715 | 0.757 | 0.022
| 29.9594 | 0.641 | 0.037
| 39.5814 | 0.463 | 0.045
| 41.3308 | 0.391 | 0.035
| 40.0187 | 0.286 | 0.025
| 43.955 | 0.126 | 0.019
| 54.6704 | 0.037 | 0.014
| 59.4814 | 0 | 0.014
| 76.7573 | 0 | 0.012
| 84.4111 | 0 | 0.011
| 56.8572 | 0 | 0.01
| 38.7067 | 0 | 0.008
| 34.1143 | 0 | 0.004
| 34.5517 | 0 | 0.002
| 34.9891 | 0 | 0.002
| 27.7726 | 0 | 0.002
| 32.5836 | 0.039 | 0.004
| 27.9913 | 0.116 | 0.002
| 38.2693 | 0.277 | 0.002
| 41.3308 | 0.464 | 0.003
| 97.7507 | 0.602 | 0.005
| 39.8001 | 0.708 | 0.009
| 26.0231 | 0.769 | 0.019
| 54.2331 | 0.788 | 0.035
| 53.3583 | 0.765 | 0.066
| 33.0209 | 0.703 | 0.093
| 29.7407 | 0.602 | 0.106
| 51.8276 | 0.463 | 0.111
| 42.4242 | 0.296 | 0.107
| 31.4902 | 0.127 | 0.085
| 43.0803 | 0.037 | 0.054
| 76.3199 | 0 | 0.047
| 53.577 | 0 | 0.038
| 55.5451 | 0 | 0.03
| 52.921 | 0 | 0.023
| 45.9231 | 0 | 0.021
| 40.2374 | 0 | 0.021
| 35.8638 | 0 | 0.022
| 27.5539 | 0 | 0.024
| 27.7726 | 0 | 0.025
| 32.5836 | 0.039 | 0.015
| 30.1781 | 0.117 | 0.011
| 52.7023 | 0.29 | 0.016
| 50.2968 | 0.462 | 0.023
| 100.8122 | 0.584 | 0.033
| 46.5792 | 0.663 | 0.05
| 48.766 | 0.684 | 0.069
| 193.3146 | 0.661 | 0.088
| 478.0381 | 0.686 | 0.118
| 62.7616 | 0.655 | 0.154
| 47.8913 | 0.568 | 0.181
| 43.299 | 0.396 | 0.175
| 37.1759 | 0.246 | 0.125
| 80.4749 | 0.13 | 0.069
| 48.9847 | 0.039 | 0.04
| 48.11 | 0 | 0.046
| 58.8254 | 0 | 0.034
| 51.3902 | 0 | 0.022
| 37.3946 | 0 | 0.019
| 33.4583 | 0 | 0.023
| 27.3352 | 0 | 0.026
| 30.3968 | 0 | 0.026
| 33.0209 | 0 | 0.024
| 27.3352 | 0 | 0.022
| 27.3352 | 0.036 | 0.015
| 36.5198 | 0.114 | 0.019
| 28.6473 | 0.297 | 0.026
| 89.6595 | 0.478 | 0.044
| 99.0628 | 0.622 | 0.076
| 93.1584 | 0.713 | 0.118
| 57.2946 | 0.774 | 0.154
| 50.0781 | 0.732 | 0.184
| 244.0487 | 0.524 | 0.194
| 43.5177 | 0.48 | 0.169
| 45.2671 | 0.373 | 0.132
| 46.5792 | 0.252 | 0.094
| 42.4242 | 0.216 | 0.076
| 28.6473 | 0.104 | 0.048
| 92.721 | 0.039 | 0.029
| 52.7023 | 0 | 0.014
| 49.2034 | 0 | 0.003
| 56.6386 | 0 | 0.002
| 41.9869 | 0 | 0.002
| 40.0187 | 0 | 0.002
| 35.6451 | 0 | 0.001
| 31.2715 | 0 | 0.003
| 31.4902 | 0 | 0.008
| 26.2418 | 0 | 0.019
| 30.8341 | 0.005 | 0.037
| 26.6792 | 0.038 | 0.054
| 43.7363 | 0.08 | 0.089
| 60.7935 | 0.097 | 0.161
| 97.9694 | 0.117 | 0.158
| 40.0187 | 0.122 | 0.141
| 53.3583 | 0.156 | 0.137
| 49.6407 | 0.177 | 0.138
| 51.8276 | 0.129 | 0.141
| 65.1671 | 0.114 | 0.151
| 60.3561 | 0.126 | 0.161
| 43.7363 | 0.083 | 0.133
| 42.2056 | 0.048 | 0.105
| 26.4605 | 0.039 | 0.104
| 43.955 | 0.006 | 0.077
| 74.7891 | 0 | 0.094
| 44.6111 | 0 | 0.123
| 54.2331 | 0 | 0.133
| 58.388 | 0 | 0.127
| 37.6132 | 0 | 0.144
| 30.6154 | 0 | 0.139
| 33.4583 | 0 | 0.165
| 27.5539 | 0 | 0.152
| 27.1165 | 0 | 0.155
| 34.9891 | 0.017 | 0.128
| 28.2099 | 0.064 | 0.132
| 44.8297 | 0.114 | 0.178
| 36.5198 | 0.191 | 0.245
| 120.7123 | 0.309 | 0.289
| 38.488 | 0.363 | 0.296
| 36.5198 | 0.403 | 0.265
| 102.7804 | 0.436 | 0.223
| 53.3583 | 0.462 | 0.187
| 28.2099 | 0.414 | 0.148
| 29.9594 | 0.4 | 0.116
| 34.333 | 0.343 | 0.084
| 30.3968 | 0.208 | 0.056
| 63.855 | 0.103 | 0.029
| 45.7045 | 0.026 | 0.007
| 51.1715 | 0 | 0.005
| 64.2924 | 0 | 0.004
| 68.666 | 0 | 0.003
| 52.0462 | 0 | 0.002
| 41.1122 | 0 | 0.001
| 41.1122 | 0 | 0
| 26.4605 | 0 | 0
| 30.8341 | 0 | 0
| 26.4605 | 0 | 0
| 25.8044 | 0.029 | 0
| 30.6154 | 0.11 | 0
| 31.0528 | 0.273 | 0
| 79.3814 | 0.347 | 0.002
| 90.0968 | 0.49 | 0.007
| 32.5836 | 0.61 | 0.016
| 31.2715 | 0.608 | 0.035
| 24.4923 | 0.606 | 0.062
| 26.0231 | 0.552 | 0.087
| 52.2649 | 0.443 | 0.104
| 49.4221 | 0.43 | 0.108
| 47.2352 | 0.328 | 0.096
| 49.4221 | 0.212 | 0.076
| 41.3308 | 0.116 | 0.048
| 69.7595 | 0.033 | 0.018
| 48.766 | 0 | 0.013
| 71.5089 | 0 | 0.007
| 44.1737 | 0 | 0.003
| 36.3012 | 0 | 0.001
| 41.1122 | 0 | 0.001
| 43.0803 | 0 | 0.001
| 27.5539 | 0 | 0.004
| 25.5858 | 0 | 0.015
| 29.7407 | 0 | 0.026
| 25.5858 | 0.008 | 0.029
| 30.8341 | 0.037 | 0.029
| 126.1793 | 0.09 | 0.045
| 96.6573 | 0.156 | 0.083
| 105.1859 | 0.229 | 0.13
| 53.3583 | 0.306 | 0.181
| 46.7979 | 0.31 | 0.223
| 48.9847 | 0.282 | 0.223
| 66.9166 | 0.227 | 0.16
| 35.8638 | 0.201 | 0.123
| 31.0528 | 0.14 | 0.076
| 28.4286 | 0.095 | 0.046
| 207.3102 | 0.055 | 0.016
| 49.8594 | 0.028 | 0.005
| 45.7045 | 0.006 | 0.003
| 47.0166 | 0 | 0.001
| 47.2352 | 0 | 0
| 45.4858 | 0 | 0
| 43.5177 | 0 | 0
| 33.0209 | 0 | 0.001
| 33.677 | 0 | 0.001
| 27.1165 | 0 | 0.001
| 25.8044 | 0 | 0.002
| 30.8341 | 0 | 0.003
| 26.0231 | 0.014 | 0.003
| 40.0187 | 0.061 | 0.002
| 42.8616 | 0.137 | 0.009
| 108.4661 | 0.245 | 0.026
| 99.9375 | 0.369 | 0.037
| 45.7045 | 0.498 | 0.047
| 30.8341 | 0.554 | 0.052
| 25.3671 | 0.533 | 0.045
| 54.8891 | 0.506 | 0.041
| 41.3308 | 0.45 | 0.033
| 41.5495 | 0.339 | 0.02
| 43.7363 | 0.255 | 0.006
| 28.866 | 0.158 | 0.001
| 27.1165 | 0.069 | 0
| 34.1143 | 0.013 | 0.001
| 82.0056 | 0 | 0.004
| 46.7979 | 0 | 0.012
| 47.4539 | 0 | 0.021
| 40.4561 | 0 | 0.035
| 38.0506 | 0 | 0.045
| 27.3352 | 0 | 0.036
| 26.2418 | 0 | 0.014
| 32.1462 | 0 | 0.003
| 28.6473 | 0 | 0.003
| 26.4605 | 0.014 | 0.009
| 113.4958 | 0.075 | 0.017
| 85.5045 | 0.197 | 0.005
| 122.2431 | 0.295 | 0.002
| 40.0187 | 0.433 | 0.001
| 48.5473 | 0.517 | 0.001
| 47.0166 | 0.409 | 0.001
| 42.2056 | 0.305 | 0.003
| 51.6089 | 0.263 | 0.005
| 41.9869 | 0.244 | 0.014
| 41.5495 | 0.239 | 0.03
| 43.955 | 0.211 | 0.039
| 46.1418 | 0.162 | 0.039
| 38.9253 | 0.1 | 0.023
| 37.8319 | 0.03 | 0.023
| 44.8297 | 0 | 0.035
| 52.2649 | 0 | 0.038
| 54.2331 | 0 | 0.036
| 44.6111 | 0 | 0.029
| 39.5814 | 0 | 0.027
| 31.2715 | 0 | 0.027
| 26.6792 | 0 | 0.028
| 32.8023 | 0 | 0.028
| 27.9913 | 0 | 0.019
| 29.0847 | 0.019 | 0.009
| 30.6154 | 0.105 | 0.003
| 42.2056 | 0.244 | 0.003
| 40.6748 | 0.387 | 0.015
| 120.0562 | 0.453 | 0.035
| 72.165 | 0.435 | 0.05
| 38.9253 | 0.403 | 0.068
| 44.8297 | 0.326 | 0.084
| 102.9991 | 0.252 | 0.093
| 357.1072 | 0.254 | 0.094
| 53.577 | 0.2 | 0.095
| 34.7704 | 0.151 | 0.089
| 29.9594 | 0.111 | 0.078
| 25.1484 | 0.065 | 0.045
| 135.1453 | 0.012 | 0.013
| 48.11 | 0 | 0.024
| 48.3286 | 0 | 0.02
| 46.5792 | 0 | 0.017
| 47.6726 | 0 | 0.016
| 39.8001 | 0 | 0.014
| 42.8616 | 0 | 0.012
| 37.6132 | 0 | 0.013
| 31.9275 | 0 | 0.016
| 40.4561 | 0 | 0.022
| 27.3352 | 0.02 | 0.029
| 45.9231 | 0.073 | 0.022
| 34.5517 | 0.145 | 0.03
| 154.6079 | 0.215 | 0.037
| 41.5495 | 0.269 | 0.045
| 41.1122 | 0.351 | 0.055
| 27.9913 | 0.451 | 0.067
| 53.1396 | 0.475 | 0.072
| 46.1418 | 0.479 | 0.076
| 31.9275 | 0.441 | 0.074
| 31.9275 | 0.357 | 0.068
| 32.8023 | 0.275 | 0.058
| 33.8957 | 0.189 | 0.043
| 27.9913 | 0.091 | 0.016
| 90.5342 | 0.023 | 0.008
| 138.6442 | 0 | 0.01
| 88.1287 | 0 | 0.008
| 38.7067 | 0 | 0.006
| 44.6111 | 0 | 0.006
| 39.8001 | 0 | 0.007
| 38.0506 | 0 | 0.007
| 35.6451 | 0 | 0.007
| 31.2715 | 0 | 0.008
| 29.522 | 0 | 0.009
| 42.8616 | 0.012 | 0.011
| 34.5517 | 0.045 | 0.011
| 37.3946 | 0.094 | 0.036
| 107.5914 | 0.168 | 0.07
| 52.0462 | 0.286 | 0.082
| 42.6429 | 0.494 | 0.113
| 43.0803 | 0.567 | 0.145
| 48.3286 | 0.561 | 0.169
| 83.9738 | 0.525 | 0.169
| 44.8297 | 0.457 | 0.145
| 35.4264 | 0.39 | 0.119
| 32.3649 | 0.276 | 0.082
| 41.9869 | 0.198 | 0.044
| 37.3946 | 0.099 | 0.011
| 78.9441 | 0.025 | 0.003
| 48.5473 | 0 | 0.001
| 48.5473 | 0 | 0
| 50.5155 | 0 | 0
| 41.3308 | 0 | 0.001
| 37.1759 | 0 | 0.002
| 37.1759 | 0 | 0.003
| 49.2034 | 0 | 0.004
| 40.4561 | 0 | 0.005
| 28.2099 | 0 | 0.006
| 33.8957 | 0.025 | 0.009
| 29.0847 | 0.1 | 0.006
| 25.8044 | 0.251 | 0.023
| 107.8101 | 0.407 | 0.037
| 43.0803 | 0.552 | 0.039
| 43.0803 | 0.669 | 0.048
| 26.8978 | 0.734 | 0.054
| 79.1628 | 0.754 | 0.055
| 42.4242 | 0.736 | 0.045
| 43.955 | 0.677 | 0.034
| 31.9275 | 0.578 | 0.028
| 29.3033 | 0.438 | 0.023
| 49.2034 | 0.265 | 0.015
| 27.5539 | 0.112 | 0.007
| 26.2418 | 0.027 | 0.004
| 40.6748 | 0 | 0.001
| 47.6726 | 0 | 0
| 53.577 | 0 | 0
| 39.3627 | 0 | 0
| 36.7385 | 0 | 0
| 29.0847 | 0 | 0
| 43.5177 | 0 | 0.001
| 31.4902 | 0 | 0.003
| 27.5539 | 0 | 0.003
| 30.8341 | 0.028 | 0.002
| 27.5539 | 0.101 | 0.001
| 113.2771 | 0.277 | 0.002
| 112.1837 | 0.454 | 0.011
| 65.1671 | 0.596 | 0.025
| 85.0672 | 0.697 | 0.042
| 26.6792 | 0.754 | 0.059
| 54.0144 | 0.777 | 0.072
| 40.4561 | 0.752 | 0.077
| 66.6979 | 0.688 | 0.072
| 33.8957 | 0.579 | 0.062
| 41.9869 | 0.414 | 0.05
| 59.7001 | 0.256 | 0.032
| 55.3265 | 0.113 | 0.01
| 43.299 | 0.027 | 0.004
| 43.299 | 0 | 0.003
| 40.2374 | 0 | 0.003
| 51.1715 | 0 | 0.005
| 36.7385 | 0 | 0.011
| 40.4561 | 0 | 0.019
| 42.4242 | 0 | 0.03
| 26.8978 | 0 | 0.032
| 43.7363 | 0 | 0.032
| 31.7088 | 0 | 0.031
| 26.4605 | 0.028 | 0.03
| 29.9594 | 0.105 | 0.014
| 26.4605 | 0.222 | 0.026
| 35.6451 | 0.363 | 0.062
| 114.8079 | 0.46 | 0.079
| 123.1178 | 0.457 | 0.081
| 91.6276 | 0.487 | 0.078
| 67.5726 | 0.543 | 0.079
| 36.5198 | 0.546 | 0.084
| 39.144 | 0.429 | 0.079
| 94.0331 | 0.307 | 0.064
| 99.5002 | 0.196 | 0.047
| 57.0759 | 0.111 | 0.028
| 26.4605 | 0.046 | 0.015
| 29.0847 | 0.007 | 0.01
| 83.7551 | 0 | 0.01
| 43.7363 | 0 | 0.01
| 48.3286 | 0 | 0.008
| 43.5177 | 0 | 0.009
| 26.0231 | 0 | 0.011
| 27.1165 | 0 | 0.01
| 32.1462 | 0 | 0.008
| 42.2056 | 0 | 0.007
| 26.6792 | 0 | 0.006
| 33.0209 | 0.026 | 0.006
| 25.8044 | 0.105 | 0.001
| 55.3265 | 0.271 | 0
| 124.4299 | 0.446 | 0.002
| 90.9716 | 0.6 | 0.006
| 110.2156 | 0.705 | 0.016
| 39.8001 | 0.764 | 0.026
| 328.8972 | 0.769 | 0.032
| 514.9953 | 0.649 | 0.042
| 47.0166 | 0.523 | 0.054
| 48.9847 | 0.38 | 0.059
| 59.0441 | 0.303 | 0.051
| 93.8144 | 0.239 | 0.036
| 54.4517 | 0.11 | 0.022
| 49.8594 | 0.025 | 0.022
| 43.299 | 0 | 0.023
| 47.2352 | 0 | 0.017
| 49.2034 | 0 | 0.012
| 46.3605 | 0 | 0.009
| 34.333 | 0 | 0.007
| 45.0484 | 0 | 0.004
| 35.8638 | 0 | 0.003
| 26.4605 | 0 | 0.003
| 27.5539 | 0 | 0.004
| 34.1143 | 0.025 | 0.006
| 66.0419 | 0.1 | 0.003
| 96.6573 | 0.243 | 0.001
| 38.9253 | 0.403 | 0
| 91.4089 | 0.578 | 0.001
| 38.0506 | 0.706 | 0.002
| 44.6111 | 0.768 | 0.006
| 51.8276 | 0.786 | 0.016
| 29.522 | 0.761 | 0.028
| 30.1781 | 0.692 | 0.038
| 44.3924 | 0.577 | 0.045
| 46.1418 | 0.427 | 0.049
| 41.1122 | 0.259 | 0.044
| 55.5451 | 0.105 | 0.022
| 99.2815 | 0.023 | 0.022
| 43.0803 | 0 | 0.024
| 43.955 | 0 | 0.023
| 58.1693 | 0 | 0.023
| 53.577 | 0 | 0.023
| 45.0484 | 0 | 0.022
| 36.3012 | 0 | 0.019
| 26.6792 | 0 | 0.016
| 27.9913 | 0 | 0.014
| 30.8341 | 0 | 0.011
| 30.8341 | 0.023 | 0.011
| 26.4605 | 0.096 | 0.006
| 39.144 | 0.271 | 0
| 47.6726 | 0.445 | 0
| 96.2199 | 0.589 | 0
| 46.3605 | 0.699 | 0
| 45.4858 | 0.759 | 0.001
| 51.8276 | 0.777 | 0.004
| 66.4792 | 0.753 | 0.012
| 40.0187 | 0.69 | 0.026
| 32.3649 | 0.586 | 0.043
| 29.9594 | 0.443 | 0.054
| 64.5111 | 0.273 | 0.05
| 195.064 | 0.106 | 0.03
| 104.9672 | 0.022 | 0.024
| 60.1375 | 0 | 0.023
| 51.8276 | 0 | 0.019
| 62.1056 | 0 | 0.015
| 44.3924 | 0 | 0.013
| 46.5792 | 0 | 0.013
| 37.8319 | 0 | 0.012
| 30.6154 | 0 | 0.009
| 27.3352 | 0 | 0.006
| 35.2077 | 0 | 0.003
| 37.8319 | 0.02 | 0.002
| 35.2077 | 0.089 | 0
| 36.3012 | 0.215 | 0
| 41.3308 | 0.395 | 0.001
| 88.5661 | 0.564 | 0.006
| 32.1462 | 0.686 | 0.013
| 35.2077 | 0.751 | 0.016
| 106.9353 | 0.773 | 0.019
| 59.4814 | 0.751 | 0.028
| 44.6111 | 0.688 | 0.042
| 33.4583 | 0.586 | 0.055
| 47.2352 | 0.446 | 0.063
| 36.9572 | 0.274 | 0.062
| 30.8341 | 0.104 | 0.045
| 238.1443 | 0.02 | 0.032
| 55.5451 | 0 | 0.028
| 51.6089 | 0 | 0.023
| 57.9506 | 0 | 0.02
| 38.9253 | 0 | 0.016
| 28.2099 | 0 | 0.015
| 28.2099 | 0 | 0.014
| 33.4583 | 0 | 0.017
| 27.9913 | 0 | 0.022
| 37.6132 | 0 | 0.022
| 33.4583 | 0.021 | 0.021
| 27.7726 | 0.093 | 0.008
| 26.0231 | 0.277 | 0.002
| 44.6111 | 0.459 | 0.002
| 108.0287 | 0.605 | 0.002
| 40.2374 | 0.708 | 0.001
| 47.8913 | 0.767 | 0
| 80.4749 | 0.784 | 0.003
| 41.3308 | 0.761 | 0.015
| 36.7385 | 0.696 | 0.032
| 35.6451 | 0.591 | 0.045
| 28.4286 | 0.444 | 0.055
| 34.5517 | 0.273 | 0.058
| 151.5464 | 0.105 | 0.043
| 399.3127 | 0.02 | 0.04
| 216.9322 | 0 | 0.039
| 57.0759 | 0 | 0.031
| 55.7638 | 0 | 0.026
| 40.6748 | 0 | 0.023
| 26.6792 | 0 | 0.022
| 32.1462 | 0 | 0.02
| 27.1165 | 0 | 0.017
| 28.4286 | 0 | 0.016
| 38.7067 | 0 | 0.014
| 26.8978 | 0.019 | 0.013
| 44.1737 | 0.091 | 0.005
| 45.2671 | 0.232 | 0.002
| 39.5814 | 0.386 | 0.001
| 96.2199 | 0.508 | 0.002
| 39.3627 | 0.565 | 0.003
| 37.6132 | 0.586 | 0.007
| 58.8254 | 0.613 | 0.014
| 48.9847 | 0.64 | 0.024
| 42.8616 | 0.524 | 0.034
| 36.3012 | 0.345 | 0.04
| 33.8957 | 0.214 | 0.042
| 39.144 | 0.147 | 0.036
| 77.1946 | 0.097 | 0.022
| 45.0484 | 0.019 | 0.011
| 47.6726 | 0 | 0.012
| 44.6111 | 0 | 0.011
| 50.5155 | 0 | 0.009
| 41.3308 | 0 | 0.008
| 39.8001 | 0 | 0.008
| 29.3033 | 0 | 0.007
| 33.8957 | 0 | 0.006
| 27.5539 | 0 | 0.005
| 31.7088 | 0 | 0.003
| 31.2715 | 0.002 | 0.001
| 38.9253 | 0.032 | 0
| 31.2715 | 0.116 | 0
| 44.3924 | 0.296 | 0.003
| 93.1584 | 0.415 | 0.011
| 62.3243 | 0.537 | 0.014
| 54.4517 | 0.581 | 0.023
| 71.2902 | 0.563 | 0.041
| 44.8297 | 0.475 | 0.058
| 44.3924 | 0.397 | 0.071
| 49.8594 | 0.319 | 0.076
| 71.9463 | 0.28 | 0.068
| 39.144 | 0.197 | 0.055
| 27.5539 | 0.084 | 0.038
| 36.7385 | 0.012 | 0.024
| 33.0209 | 0 | 0.032
| 83.5364 | 0 | 0.035
| 49.4221 | 0 | 0.034
| 51.6089 | 0 | 0.034
| 39.144 | 0 | 0.035
| 35.8638 | 0 | 0.033
| 27.9913 | 0 | 0.03
| 42.6429 | 0 | 0.028
| 48.9847 | 0 | 0.025
| 46.3605 | 0.013 | 0.024
| 33.0209 | 0.086 | 0.012
| 30.6154 | 0.253 | 0.017
| 40.8935 | 0.446 | 0.024
| 99.0628 | 0.608 | 0.03
| 64.0737 | 0.718 | 0.04
| 52.7023 | 0.779 | 0.062
| 47.4539 | 0.8 | 0.088
| 55.9825 | 0.769 | 0.107
| 67.354 | 0.701 | 0.119
| 59.4814 | 0.591 | 0.127
| 43.0803 | 0.439 | 0.123
| 52.4836 | 0.265 | 0.106
| 38.7067 | 0.1 | 0.065
| 29.522 | 0.016 | 0.059
| 62.9803 | 0 | 0.058
| 64.7298 | 0 | 0.048
| 76.5386 | 0 | 0.034
| 65.3858 | 0 | 0.02
| 54.2331 | 0 | 0.011
| 50.2968 | 0 | 0.008
| 48.3286 | 0 | 0.008
| 44.8297 | 0 | 0.007
| 40.8935 | 0 | 0.005
| 38.7067 | 0.013 | 0.002
| 34.333 | 0.093 | 0
| 31.0528 | 0.253 | 0
| 43.7363 | 0.419 | 0
| 107.3727 | 0.553 | 0.003
| 82.6617 | 0.584 | 0.015
| 33.4583 | 0.488 | 0.035
| 32.8023 | 0.437 | 0.045
| 28.2099 | 0.496 | 0.044
| 50.5155 | 0.458 | 0.046
| 46.7979 | 0.357 | 0.046
| 50.9528 | 0.256 | 0.037
| 36.9572 | 0.158 | 0.025
| 125.9606 | 0.071 | 0.009
| 322.5555 | 0.01 | 0.005
| 257.3883 | 0 | 0.003
| 55.9825 | 0 | 0.001
| 67.1353 | 0 | 0
| 64.0737 | 0 | 0
| 68.4474 | 0 | 0
| 38.488 | 0 | 0
| 40.2374 | 0 | 0
| 49.4221 | 0 | 0
| 42.2056 | 0 | 0
| 31.7088 | 0.012 | 0
| 29.522 | 0.086 | 0
| 55.3265 | 0.203 | 0
| 48.11 | 0.361 | 0.001
| 99.2815 | 0.444 | 0.004
| 47.6726 | 0.61 | 0.009
| 45.7045 | 0.595 | 0.021
| 41.1122 | 0.544 | 0.039
| 47.2352 | 0.521 | 0.049
| 41.3308 | 0.464 | 0.041
| 59.0441 | 0.425 | 0.032
| 27.7726 | 0.305 | 0.039
| 53.7957 | 0.191 | 0.046
| 32.5836 | 0.077 | 0.024
| 51.6089 | 0.013 | 0.015
| 61.0122 | 0 | 0.009
| 56.2012 | 0 | 0.004
| 71.2902 | 0 | 0.001
| 71.0715 | 0 | 0
| 48.9847 | 0 | 0
| 58.6067 | 0 | 0
| 64.9485 | 0 | 0
| 43.5177 | 0 | 0
| 38.7067 | 0 | 0
| 40.8935 | 0.008 | 0
| 48.11 | 0.083 | 0
| 47.0166 | 0.212 | 0
| 35.6451 | 0.39 | 0
| 121.8057 | 0.523 | 0.001
| 33.4583 | 0.632 | 0.005
| 44.8297 | 0.573 | 0.019
| 46.7979 | 0.281 | 0.035
| 99.5002 | 0.188 | 0.019
| 36.7385 | 0.168 | 0.001
| 30.8341 | 0.19 | 0
| 26.6792 | 0.211 | 0
| 29.522 | 0.153 | 0
| 33.677 | 0.063 | 0
| 97.3133 | 0.008 | 0
| 46.7979 | 0 | 0
| 47.4539 | 0 | 0
| 51.8276 | 0 | 0.001
| 65.8232 | 0 | 0.004
| 36.9572 | 0 | 0.005
| 36.9572 | 0 | 0.005
| 29.9594 | 0 | 0.006
| 30.8341 | 0 | 0.009
| 28.4286 | 0 | 0.008
| 32.3649 | 0.007 | 0.005
| 27.9913 | 0.08 | 0.004
| 51.1715 | 0.234 | 0
| 47.0166 | 0.409 | 0
| 99.9375 | 0.491 | 0
| 264.8235 | 0.55 | 0.001
| 195.5014 | 0.599 | 0.002
| 387.2852 | 0.655 | 0.005
| 48.3286 | 0.704 | 0.007
| 28.2099 | 0.668 | 0.01
| 35.8638 | 0.569 | 0.011
| 129.0222 | 0.426 | 0.012
| 207.7476 | 0.251 | 0.012
| 26.0231 | 0.086 | 0.013
| 55.3265 | 0.007 | 0.018
| 62.9803 | 0 | 0.022
| 57.5133 | 0 | 0.031
| 57.732 | 0 | 0.045
| 45.4858 | 0 | 0.061
| 40.2374 | 0 | 0.08
| 35.8638 | 0 | 0.088
| 36.7385 | 0 | 0.087
| 30.1781 | 0 | 0.082
| 27.3352 | 0 | 0.074
| 33.677 | 0.008 | 0.068
| 62.543 | 0.079 | 0.054
| 55.7638 | 0.261 | 0.013
| 99.7188 | 0.446 | 0.001
| 69.3221 | 0.592 | 0
| 41.5495 | 0.693 | 0.001
| 40.6748 | 0.752 | 0.003
| 66.6979 | 0.768 | 0.007
| 39.5814 | 0.74 | 0.011
| 49.4221 | 0.674 | 0.014
| 39.144 | 0.567 | 0.015
| 37.6132 | 0.418 | 0.015
| 48.5473 | 0.246 | 0.014
| 46.1418 | 0.085 | 0.008
| 163.7926 | 0.007 | 0.004
| 71.0715 | 0 | 0.003
| 178.8816 | 0 | 0.006
| 52.2649 | 0 | 0.018
| 70.6342 | 0 | 0.028
| 29.3033 | 0 | 0.027
| 31.9275 | 0 | 0.017
| 31.0528 | 0 | 0.008
| 26.6792 | 0 | 0.004
| 31.2715 | 0 | 0.002
| 27.3352 | 0.008 | 0.001
| 27.1165 | 0.078 | 0.001
| 29.9594 | 0.226 | 0.001
| 96.876 | 0.369 | 0.001
| 154.3892 | 0.494 | 0
| 79.1628 | 0.604 | 0
| 49.8594 | 0.678 | 0.001
| 36.9572 | 0.713 | 0.013
| 352.5148 | 0.691 | 0.022
| 51.3902 | 0.621 | 0.023
| 66.6979 | 0.512 | 0.019
| 47.8913 | 0.371 | 0.012
| 43.0803 | 0.218 | 0.01
| 39.5814 | 0.078 | 0.01
| 35.6451 | 0.006 | 0.013
| 67.7913 | 0 | 0.014
| 49.6407 | 0 | 0.012
| 47.6726 | 0 | 0.014
| 51.6089 | 0 | 0.013
| 43.955 | 0 | 0.012
| 27.7726 | 0 | 0.01
| 27.1165 | 0 | 0.011
| 32.3649 | 0 | 0.01
| 27.1165 | 0 | 0.01
| 26.8978 | 0.005 | 0.011
| 83.7551 | 0.066 | 0.007
| 80.2562 | 0.185 | 0.009
| 97.532 | 0.327 | 0.012
| 57.732 | 0.456 | 0.014
| 45.9231 | 0.571 | 0.02
| 40.4561 | 0.639 | 0.039
| 37.3946 | 0.665 | 0.062
| 42.4242 | 0.649 | 0.074
| 36.3012 | 0.599 | 0.076
| 27.5539 | 0.507 | 0.083
| 32.1462 | 0.378 | 0.087
| 51.1715 | 0.222 | 0.071
| 35.6451 | 0.079 | 0.039
| 28.866 | 0.005 | 0.025
| 67.5726 | 0 | 0.015
| 46.1418 | 0 | 0.006
| 44.8297 | 0 | 0.002
| 50.9528 | 0 | 0
| 30.1781 | 0 | 0
| 33.2396 | 0 | 0
| 41.5495 | 0 | 0
| 44.1737 | 0 | 0
| 27.3352 | 0 | 0
| 27.1165 | 0.006 | 0
| 57.0759 | 0.073 | 0
| 61.4495 | 0.224 | 0
| 54.0144 | 0.391 | 0
| 84.4111 | 0.53 | 0
| 45.0484 | 0.608 | 0
| 42.4242 | 0.663 | 0.002
| 25.8044 | 0.676 | 0.01
| 30.3968 | 0.673 | 0.02
| 25.5858 | 0.595 | 0.028
| 53.3583 | 0.495 | 0.029
| 43.5177 | 0.345 | 0.026
| 55.7638 | 0.197 | 0.022
| 62.543 | 0.071 | 0.013
| 81.5683 | 0.004 | 0.011
| 56.8572 | 0 | 0.013
| 46.5792 | 0 | 0.011
| 50.7341 | 0 | 0.009
| 43.5177 | 0 | 0.007
| 35.6451 | 0 | 0.005
| 26.6792 | 0 | 0.003
| 27.3352 | 0 | 0.002
| 33.0209 | 0 | 0.002
| 29.7407 | 0 | 0.003
| 26.4605 | 0 | 0.005
| 31.0528 | 0.016 | 0.003
| 40.2374 | 0.043 | 0.001
| 33.677 | 0.08 | 0.001
| 183.6926 | 0.118 | 0.002
| 102.9991 | 0.161 | 0.006
| 68.8847 | 0.179 | 0.01
| 71.7276 | 0.177 | 0.012
| 71.0715 | 0.13 | 0.012
| 54.6704 | 0.106 | 0.011
| 47.8913 | 0.081 | 0.009
| 44.1737 | 0.059 | 0.007
| 69.1034 | 0.034 | 0.003
| 141.7057 | 0.013 | 0.001
| 467.9788 | 0 | 0.001
| 123.9925 | 0 | 0
| 59.2627 | 0 | 0
| 57.9506 | 0 | 0
| 62.3243 | 0 | 0
| 38.0506 | 0 | 0
| 41.1122 | 0 | 0
| 35.4264 | 0 | 0
| 27.5539 | 0 | 0
| 30.6154 | 0 | 0
| 25.8044 | 0.002 | 0
| 62.9803 | 0.044 | 0
| 110.4342 | 0.126 | 0
| 68.4474 | 0.187 | 0.003
| 26.6792 | 0.247 | 0.008
| 99.9375 | 0.334 | 0.018
| 46.5792 | 0.426 | 0.024
| 106.2793 | 0.502 | 0.021
| 34.333 | 0.489 | 0.023
| 29.522 | 0.491 | 0.029
| 38.9253 | 0.459 | 0.035
| 40.6748 | 0.339 | 0.039
| 33.8957 | 0.199 | 0.035
| 27.3352 | 0.07 | 0.02
| 73.2584 | 0.003 | 0.018
| 40.0187 | 0 | 0.023
| 48.3286 | 0 | 0.02
| 59.4814 | 0 | 0.015
| 50.7341 | 0 | 0.008
| 41.7682 | 0 | 0.004
| 41.7682 | 0 | 0.002
| 33.0209 | 0 | 0.001
| 31.9275 | 0 | 0.001
| 26.2418 | 0 | 0
| 28.4286 | 0.004 | 0
| 107.8101 | 0.071 | 0.001
| 93.5958 | 0.251 | 0
| 71.2902 | 0.438 | 0.001
| 155.264 | 0.588 | 0.001
| 28.6473 | 0.697 | 0
| 59.7001 | 0.757 | 0.001
| 37.1759 | 0.775 | 0.003
| 50.0781 | 0.718 | 0.01
| 44.3924 | 0.564 | 0.026
| 36.9572 | 0.477 | 0.04
| 54.8891 | 0.394 | 0.045
| 118.5255 | 0.236 | 0.05
| 45.0484 | 0.078 | 0.033
| 49.8594 | 0.004 | 0.031
| 49.8594 | 0 | 0.037
| 55.3265 | 0 | 0.032
| 52.2649 | 0 | 0.025
| 44.8297 | 0 | 0.02
| 44.6111 | 0 | 0.017
| 39.5814 | 0 | 0.012
| 37.3946 | 0 | 0.012
| 32.5836 | 0 | 0.014
| 34.333 | 0 | 0.014
| 27.3352 | 0.002 | 0.012
| 54.4517 | 0.057 | 0.005
| 113.4958 | 0.152 | 0.003
| 101.2496 | 0.232 | 0.009
| 73.9144 | 0.332 | 0.009
| 39.5814 | 0.327 | 0.006
| 26.6792 | 0.33 | 0.009
| 26.4605 | 0.426 | 0.046
| 34.333 | 0.31 | 0.054
| 89.8782 | 0.152 | 0.038
| 55.3265 | 0.106 | 0.028
| 45.9231 | 0.106 | 0.026
| 28.4286 | 0.094 | 0.03
| 132.5211 | 0.041 | 0.014
| 115.2452 | 0.001 | 0.022
| 48.11 | 0 | 0.03
| 43.955 | 0 | 0.037
| 57.9506 | 0 | 0.04
| 49.2034 | 0 | 0.036
| 32.3649 | 0 | 0.033
| 36.3012 | 0 | 0.031
| 41.1122 | 0 | 0.038
| 27.9913 | 0 | 0.039
| 29.7407 | 0 | 0.037
| 32.1462 | 0.002 | 0.038
| 26.4605 | 0.061 | 0.024
| 29.522 | 0.214 | 0.028
| 49.8594 | 0.443 | 0.035
| 119.6189 | 0.607 | 0.036
| 38.7067 | 0.719 | 0.044
| 31.2715 | 0.784 | 0.071
| 29.7407 | 0.802 | 0.101
| 35.4264 | 0.776 | 0.122
| 38.2693 | 0.706 | 0.127
| 52.7023 | 0.59 | 0.109
| 57.0759 | 0.434 | 0.099
| 53.577 | 0.244 | 0.085
| 51.8276 | 0.069 | 0.046
| 90.9716 | 0.002 | 0.051
| 61.6682 | 0 | 0.045
| 56.8572 | 0 | 0.026
| 69.1034 | 0 | 0.019
| 60.5748 | 0 | 0.013
| 43.0803 | 0 | 0.009
| 29.9594 | 0 | 0.006
| 26.8978 | 0 | 0.004
| 32.8023 | 0 | 0.003
| 26.8978 | 0 | 0.002
| 26.8978 | 0.002 | 0.002
| 31.0528 | 0.066 | 0.001
| 110.4342 | 0.244 | 0.001
| 88.7848 | 0.432 | 0
| 106.7167 | 0.578 | 0
| 69.3221 | 0.696 | 0.001
| 40.8935 | 0.761 | 0.005
| 41.7682 | 0.781 | 0.01
| 75.4452 | 0.757 | 0.02
| 46.1418 | 0.687 | 0.032
| 50.5155 | 0.561 | 0.037
| 50.7341 | 0.382 | 0.032
| 40.2374 | 0.221 | 0.025
| 25.5858 | 0.069 | 0.015
| 26.0231 | 0.002 | 0.01
| 34.333 | 0 | 0.003
| 31.0528 | 0 | 0
| 55.1078 | 0 | 0
| 67.5726 | 0 | 0
| 39.5814 | 0 | 0
| 27.3352 | 0 | 0
| 33.0209 | 0 | 0
| 31.0528 | 0 | 0
| 27.1165 | 0 | 0
| 31.0528 | 0.001 | 0
| 26.4605 | 0.051 | 0
| 26.0231 | 0.146 | 0
| 47.0166 | 0.268 | 0
| 91.1903 | 0.375 | 0
| 40.0187 | 0.467 | 0
| 27.5539 | 0.545 | 0
| 29.7407 | 0.582 | 0
| 56.2012 | 0.55 | 0
| 40.8935 | 0.54 | 0.007
| 30.3968 | 0.432 | 0.03
| 31.9275 | 0.356 | 0.058
| 40.0187 | 0.219 | 0.054
| 108.9035 | 0.064 | 0.043
| 71.0715 | 0.001 | 0.043
| 45.4858 | 0 | 0.037
| 47.6726 | 0 | 0.028
| 59.2627 | 0 | 0.02
| 58.6067 | 0 | 0.014
| 44.3924 | 0 | 0.012
| 39.3627 | 0 | 0.019
| 55.9825 | 0 | 0.026
| 28.4286 | 0 | 0.038
| 31.2715 | 0 | 0.05
| 39.8001 | 0.001 | 0.064
| 28.6473 | 0.053 | 0.081
| 34.5517 | 0.177 | 0.053
| 43.0803 | 0.357 | 0.017
| 98.1881 | 0.517 | 0.025
| 29.522 | 0.634 | 0.014
| 42.4242 | 0.704 | 0.001
| 59.0441 | 0.729 | 0
| 45.0484 | 0.706 | 0.004
| 34.5517 | 0.638 | 0.017
| 35.4264 | 0.519 | 0.029
| 28.4286 | 0.347 | 0.026
| 30.1781 | 0.146 | 0.025
| 32.3649 | 0.036 | 0.021
| 38.9253 | 0 | 0.013
| 126.398 | 0 | 0.007
| 58.388 | 0 | 0.003
| 56.2012 | 0 | 0.001
| 62.543 | 0 | 0
| 43.299 | 0 | 0
| 41.1122 | 0 | 0.001
| 54.4517 | 0 | 0
| 50.2968 | 0 | 0
| 28.866 | 0 | 0
| 26.8978 | 0.001 | 0
| 39.8001 | 0.06 | 0
| 28.6473 | 0.204 | 0
| 43.7363 | 0.373 | 0.001
| 102.9991 | 0.456 | 0.001
| 58.6067 | 0.517 | 0.002
| 50.0781 | 0.581 | 0.006
| 38.7067 | 0.621 | 0.015
| 54.6704 | 0.642 | 0.034
| 36.5198 | 0.483 | 0.058
| 211.0278 | 0.319 | 0.052
| 46.3605 | 0.194 | 0.033
| 31.0528 | 0.14 | 0.013
| 90.9716 | 0.042 | 0.004
| 64.2924 | 0 | 0.001
| 50.5155 | 0 | 0
| 55.5451 | 0 | 0
| 50.0781 | 0 | 0.003
| 36.9572 | 0 | 0.007
| 32.1462 | 0 | 0.015
| 32.1462 | 0 | 0.029
| 30.8341 | 0 | 0.043
| 39.8001 | 0 | 0.049
| 27.1165 | 0 | 0.048
| 27.7726 | 0 | 0.042
| 27.1165 | 0.045 | 0.035
| 48.5473 | 0.196 | 0.014
| 83.7551 | 0.413 | 0.021
| 45.0484 | 0.543 | 0.017
| 27.5539 | 0.65 | 0.005
| 25.5858 | 0.724 | 0.001
| 30.3968 | 0.734 | 0.003
| 53.1396 | 0.683 | 0.018
| 410.0281 | 0.599 | 0.054
| 51.6089 | 0.281 | 0.069
| 48.3286 | 0.135 | 0.042
| 35.4264 | 0.062 | 0.017
| 28.866 | 0.017 | 0.005
| 27.9913 | 0 | 0.004
| 51.8276 | 0 | 0.005
| 43.5177 | 0 | 0.004
| 44.6111 | 0 | 0.002
| 55.7638 | 0 | 0.001
| 42.6429 | 0 | 0.001
| 38.488 | 0 | 0
| 46.5792 | 0 | 0
| 35.2077 | 0 | 0
| 41.1122 | 0 | 0
| 41.1122 | 0 | 0
| 53.1396 | 0.015 | 0
| 39.8001 | 0.055 | 0
| 142.5804 | 0.15 | 0
| 54.6704 | 0.243 | 0.002
| 38.7067 | 0.314 | 0.006
| 56.4199 | 0.343 | 0.009
| 80.2562 | 0.31 | 0.012
| 52.7023 | 0.267 | 0.014
| 73.2584 | 0.254 | 0.011
| 45.0484 | 0.222 | 0.008
| 45.0484 | 0.173 | 0.006
| 164.6673 | 0.112 | 0.004
| 46.5792 | 0.037 | 0.001
| 47.6726 | 0 | 0.001
| 52.921 | 0 | 0.001
| 46.3605 | 0 | 0
| 54.0144 | 0 | 0.001
| 45.2671 | 0 | 0.001
| 37.8319 | 0 | 0.001
| 33.0209 | 0 | 0.001
| 26.6792 | 0 | 0.002
| 27.5539 | 0 | 0.002
| 31.2715 | 0 | 0.003
| 46.5792 | 0 | 0.003
| 36.0825 | 0.037 | 0.004
| 50.2968 | 0.125 | 0.004
| 114.3705 | 0.234 | 0.015
| 47.2352 | 0.327 | 0.021
| 36.9572 | 0.395 | 0.031
| 33.677 | 0.455 | 0.046
| 30.6154 | 0.472 | 0.057
| 89.0034 | 0.464 | 0.057
| 45.4858 | 0.452 | 0.053
| 130.3343 | 0.4 | 0.049
| 86.8166 | 0.27 | 0.037
| 36.3012 | 0.118 | 0.021
| 26.6792 | 0.03 | 0.009
| 31.2715 | 0 | 0.012
| 162.0431 | 0 | 0.012
| 56.4199 | 0 | 0.007
| 54.0144 | 0 | 0.002
| 51.6089 | 0 | 0.001
| 69.9781 | 0 | 0.001
| 51.6089 | 0 | 0.001
| 42.2056 | 0 | 0
| 35.2077 | 0 | 0
| 27.1165 | 0 | 0
| 27.7726 | 0 | 0
| 27.1165 | 0.015 | 0
| 39.144 | 0.062 | 0
| 53.1396 | 0.121 | 0.002
| 77.1946 | 0.128 | 0.008
| 47.6726 | 0.137 | 0.012
| 52.2649 | 0.14 | 0.015
| 49.8594 | 0.123 | 0.017
| 138.2068 | 0.108 | 0.012
| 200.5311 | 0.104 | 0.008
| 99.5002 | 0.106 | 0.006
| 29.7407 | 0.104 | 0.007
| 51.8276 | 0.066 | 0.009
| 57.732 | 0.026 | 0.009
| 75.8825 | 0 | 0.018
| 54.8891 | 0 | 0.021
| 71.7276 | 0 | 0.02
| 60.5748 | 0 | 0.02
| 54.4517 | 0 | 0.016
| 36.0825 | 0 | 0.012
| 33.8957 | 0 | 0.008
| 33.677 | 0 | 0.005
| 27.5539 | 0 | 0.003
| 31.4902 | 0 | 0.001
| 35.4264 | 0 | 0.001
| 28.6473 | 0.046 | 0
| 45.2671 | 0.176 | 0
| 75.0078 | 0.402 | 0
| 71.0715 | 0.582 | 0
| 48.766 | 0.703 | 0.003
| 43.0803 | 0.768 | 0.016
| 41.1122 | 0.744 | 0.035
| 51.1715 | 0.559 | 0.053
| 51.1715 | 0.417 | 0.068
| 51.8276 | 0.3 | 0.062
| 62.7616 | 0.18 | 0.031
| 41.9869 | 0.078 | 0.008
| 135.8013 | 0.012 | 0.005
| 51.3902 | 0 | 0.008
| 61.4495 | 0 | 0.014
| 61.4495 | 0 | 0.018
| 58.6067 | 0 | 0.028
| 59.0441 | 0 | 0.033
| 47.6726 | 0 | 0.032
| 46.7979 | 0 | 0.043
| 29.7407 | 0 | 0.062
| 32.8023 | 0 | 0.072
| 31.9275 | 0 | 0.061
| 31.9275 | 0 | 0.051
| 27.5539 | 0.015 | 0.048
| 40.2374 | 0.058 | 0.05
| 132.5211 | 0.125 | 0.075
| 54.6704 | 0.192 | 0.112
| 46.1418 | 0.243 | 0.151
| 65.8232 | 0.379 | 0.229
| 74.1331 | 0.363 | 0.272
| 48.5473 | 0.325 | 0.272
| 40.0187 | 0.267 | 0.261
| 47.8913 | 0.206 | 0.227
| 34.1143 | 0.121 | 0.158
| 30.8341 | 0.034 | 0.083
| 173.8519 | 0.002 | 0.075
| 496.1887 | 0 | 0.09
| 72.821 | 0 | 0.107
| 72.3836 | 0 | 0.145
| 67.7913 | 0 | 0.146
| 64.0737 | 0 | 0.113
| 50.0781 | 0 | 0.108
| 42.4242 | 0 | 0.104
| 36.3012 | 0 | 0.099
| 33.8957 | 0 | 0.097
| 33.8957 | 0 | 0.103
| 31.0528 | 0 | 0.095
| 27.1165 | 0.014 | 0.08
| 54.2331 | 0.055 | 0.058
| 67.1353 | 0.137 | 0.074
| 117.4321 | 0.159 | 0.08
| 61.6682 | 0.163 | 0.073
| 104.9672 | 0.163 | 0.07
| 38.488 | 0.153 | 0.068
| 32.3649 | 0.156 | 0.064
| 44.8297 | 0.161 | 0.063
| 59.2627 | 0.153 | 0.049
| 58.1693 | 0.147 | 0.038
| 68.666 | 0.117 | 0.028
| 97.7507 | 0.033 | 0.014
| 80.2562 | 0 | 0.009
| 74.5704 | 0 | 0.009
| 69.5408 | 0 | 0.006
| 79.3814 | 0 | 0.002
| 49.6407 | 0 | 0.002
| 45.0484 | 0 | 0.005
| 45.0484 | 0 | 0.007
| 62.1056 | 0 | 0.008
| 45.7045 | 0 | 0.007
| 60.7935 | 0 | 0.01
| 36.7385 | 0 | 0.015
| 36.9572 | 0.025 | 0.024
| 35.6451 | 0.105 | 0.024
| 44.1737 | 0.21 | 0.035
| 129.6782 | 0.308 | 0.063
| 41.7682 | 0.401 | 0.112
| 30.6154 | 0.408 | 0.172
| 51.3902 | 0.396 | 0.217
| 29.7407 | 0.345 | 0.238
| 26.4605 | 0.262 | 0.218
| 44.6111 | 0.191 | 0.19
| 82.0056 | 0.158 | 0.162
| 39.8001 | 0.083 | 0.125
| 33.4583 | 0.023 | 0.13
| 30.8341 | 0 | 0.204
| 91.6276 | 0 | 0.267
| 136.2387 | 0 | 0.275
| 74.7891 | 0 | 0.269
| 45.4858 | 0 | 0.251
| 49.4221 | 0 | 0.216
| 48.3286 | 0 | 0.178
| 48.5473 | 0 | 0.144
| 52.4836 | 0 | 0.12
| 43.5177 | 0 | 0.107
| 27.5539 | 0 | 0.093
| 36.5198 | 0.01 | 0.08
| 36.5198 | 0.083 | 0.063
| 49.2034 | 0.139 | 0.078
| 136.2387 | 0.189 | 0.098
| 40.2374 | 0.256 | 0.123
| 58.6067 | 0.33 | 0.161
| 39.3627 | 0.297 | 0.186
| 34.5517 | 0.309 | 0.196
| 70.1968 | 0.336 | 0.207
| 45.2671 | 0.304 | 0.183
| 51.1715 | 0.139 | 0.111
| 47.4539 | 0.067 | 0.049
| 87.4727 | 0.012 | 0.017
| 53.577 | 0 | 0.019
| 54.8891 | 0 | 0.017
| 47.4539 | 0 | 0.015
| 51.3902 | 0 | 0.013
| 38.488 | 0 | 0.011
| 34.333 | 0 | 0.009
| 33.2396 | 0 | 0.006
| 31.2715 | 0 | 0.003
| 30.3968 | 0 | 0.001
| 34.7704 | 0 | 0
| 27.7726 | 0 | 0
| 37.1759 | 0.013 | 0.003
| 48.766 | 0.067 | 0.013
| 62.1056 | 0.151 | 0.025
| 129.8969 | 0.274 | 0.051
| 37.1759 | 0.4 | 0.085
| 33.4583 | 0.598 | 0.123
| 28.6473 | 0.69 | 0.157
| 56.2012 | 0.69 | 0.209
| 59.2627 | 0.636 | 0.253
| 45.2671 | 0.486 | 0.266
| 52.4836 | 0.305 | 0.205
| 35.6451 | 0.158 | 0.136
| 28.2099 | 0.033 | 0.101
| 102.5617 | 0 | 0.071
| 71.9463 | 0 | 0.048
| 50.7341 | 0 | 0.039
| 63.4177 | 0 | 0.033
| 50.7341 | 0 | 0.027
| 36.3012 | 0 | 0.02
| 51.6089 | 0 | 0.013
| 44.1737 | 0 | 0.007
| 39.144 | 0 | 0.005
| 27.5539 | 0 | 0.004
| 32.3649 | 0 | 0.004
| 44.6111 | 0.038 | 0.003
| 33.8957 | 0.186 | 0.003
| 112.4024 | 0.34 | 0.012
| 57.732 | 0.538 | 0.017
| 37.8319 | 0.7 | 0.026
| 50.5155 | 0.767 | 0.038
| 58.388 | 0.786 | 0.049
| 47.0166 | 0.759 | 0.069
| 47.6726 | 0.685 | 0.092
| 46.5792 | 0.563 | 0.106
| 36.7385 | 0.394 | 0.108
| 57.2946 | 0.189 | 0.077
| 105.8419 | 0.029 | 0.046
| 50.9528 | 0 | 0.038
| 58.1693 | 0 | 0.025
| 60.3561 | 0 | 0.016
| 76.7573 | 0 | 0.01
| 57.732 | 0 | 0.009
| 43.7363 | 0 | 0.006
| 43.0803 | 0 | 0.003
| 40.6748 | 0 | 0.003
| 29.3033 | 0 | 0.003
| 31.0528 | 0 | 0.002
| 53.577 | 0 | 0.002
| 34.9891 | 0.038 | 0.001
| 66.2605 | 0.212 | 0.001
| 111.5276 | 0.41 | 0.002
| 85.5045 | 0.577 | 0.002
| 48.9847 | 0.693 | 0.006
| 40.2374 | 0.757 | 0.02
| 46.3605 | 0.773 | 0.037
| 177.7882 | 0.745 | 0.05
| 55.9825 | 0.671 | 0.054
| 52.7023 | 0.549 | 0.054
| 49.4221 | 0.384 | 0.05
| 42.2056 | 0.192 | 0.035
| 29.9594 | 0.03 | 0.024
| 30.1781 | 0 | 0.022
| 448.9534 | 0 | 0.02
| 97.7507 | 0 | 0.019
| 62.3243 | 0 | 0.019
| 77.1946 | 0 | 0.02
| 47.8913 | 0 | 0.022
| 32.1462 | 0 | 0.022
| 38.0506 | 0 | 0.023
| 38.9253 | 0 | 0.024
| 27.9913 | 0 | 0.025
| 31.0528 | 0 | 0.028
| 31.7088 | 0.035 | 0.029
| 39.3627 | 0.203 | 0.009
| 52.4836 | 0.396 | 0.001
| 97.532 | 0.554 | 0
| 73.6957 | 0.664 | 0
| 356.4511 | 0.728 | 0
| 113.2771 | 0.746 | 0
| 48.11 | 0.72 | 0.001
| 40.6748 | 0.649 | 0.005
| 40.8935 | 0.533 | 0.011
| 27.5539 | 0.375 | 0.015
| 31.9275 | 0.188 | 0.014
| 61.0122 | 0.027 | 0.013
| 136.4574 | 0 | 0.013
| 78.288 | 0 | 0.014
| 175.164 | 0 | 0.016
| 54.4517 | 0 | 0.022
| 47.4539 | 0 | 0.03
| 46.3605 | 0 | 0.035
| 32.1462 | 0 | 0.037
| 33.677 | 0 | 0.038
| 40.6748 | 0 | 0.037
| 34.5517 | 0 | 0.034
| 31.7088 | 0 | 0.033
| 26.8978 | 0.033 | 0.036
| 54.4517 | 0.203 | 0.031
| 42.2056 | 0.394 | 0.002
| 101.2496 | 0.555 | 0
| 42.6429 | 0.669 | 0
| 61.0122 | 0.733 | 0
| 57.732 | 0.751 | 0
| 84.1924 | 0.725 | 0.002
| 102.9991 | 0.654 | 0.007
| 93.3771 | 0.536 | 0.012
| 60.7935 | 0.367 | 0.012
| 42.6429 | 0.178 | 0.011
| 35.4264 | 0.025 | 0.008
| 33.4583 | 0 | 0.008
| 96.0013 | 0 | 0.006
| 56.2012 | 0 | 0.003
| 46.7979 | 0 | 0.003
| 47.8913 | 0 | 0.003
| 45.0484 | 0 | 0.002
| 45.0484 | 0 | 0.002
| 40.6748 | 0 | 0.001
| 36.0825 | 0 | 0.002
| 31.7088 | 0 | 0.002
| 31.9275 | 0 | 0.002
| 27.7726 | 0.026 | 0.001
| 40.2374 | 0.166 | 0
| 39.8001 | 0.286 | 0
| 105.6232 | 0.459 | 0.009
| 43.0803 | 0.595 | 0.021
| 42.6429 | 0.611 | 0.035
| 40.8935 | 0.489 | 0.049
| 63.199 | 0.34 | 0.057
| 37.6132 | 0.273 | 0.054
| 46.5792 | 0.272 | 0.041
| 46.1418 | 0.203 | 0.033
| 39.144 | 0.082 | 0.016
| 85.5045 | 0.007 | 0.011
| 54.0144 | 0 | 0.011
| 45.4858 | 0 | 0.008
| 64.9485 | 0 | 0.009
| 80.0375 | 0 | 0.015
| 66.2605 | 0 | 0.024
| 69.9781 | 0 | 0.036
| 37.1759 | 0 | 0.048
| 32.5836 | 0 | 0.059
| 48.11 | 0 | 0.059
| 52.7023 | 0 | 0.057
| 37.3946 | 0 | 0.047
| 31.4902 | 0.016 | 0.039
| 40.4561 | 0.103 | 0.029
| 45.4858 | 0.298 | 0.041
| 183.9113 | 0.504 | 0.045
| 73.6957 | 0.649 | 0.051
| 49.2034 | 0.731 | 0.06
| 56.6386 | 0.749 | 0.074
| 43.955 | 0.731 | 0.082
| 28.4286 | 0.658 | 0.087
| 39.8001 | 0.536 | 0.099
| 54.0144 | 0.379 | 0.085
| 41.5495 | 0.184 | 0.052
| 30.6154 | 0.017 | 0.043
| 37.6132 | 0 | 0.041
| 81.1309 | 0 | 0.04
| 47.0166 | 0 | 0.029
| 57.2946 | 0 | 0.021
| 56.4199 | 0 | 0.016
| 30.8341 | 0 | 0.013
| 30.3968 | 0 | 0.012
| 43.0803 | 0 | 0.012
| 33.8957 | 0 | 0.013
| 26.6792 | 0 | 0.014
| 34.1143 | 0 | 0.015
| 30.6154 | 0.026 | 0.018
| 79.8188 | 0.201 | 0.009
| 117.8694 | 0.404 | 0.001
| 111.5276 | 0.572 | 0.003
| 44.3924 | 0.691 | 0.004
| 31.0528 | 0.759 | 0.005
| 32.1462 | 0.778 | 0.01
| 52.7023 | 0.749 | 0.028
| 94.2518 | 0.673 | 0.058
| 598.5317 | 0.548 | 0.076
| 89.0034 | 0.371 | 0.064
| 74.1331 | 0.162 | 0.035
| 45.2671 | 0.015 | 0.042
| 71.5089 | 0 | 0.043
| 46.7979 | 0 | 0.041
| 51.1715 | 0 | 0.054
| 65.3858 | 0 | 0.084
| 68.666 | 0 | 0.112
| 66.0419 | 0 | 0.136
| 84.1924 | 0 | 0.183
| 67.354 | 0 | 0.221
| 69.3221 | 0 | 0.225
| 80.6935 | 0 | 0.23
| 76.1012 | 0 | 0.211
| 59.7001 | 0.027 | 0.186
| 116.3386 | 0.218 | 0.1
| 134.9266 | 0.435 | 0.087
| 101.9057 | 0.608 | 0.054
| 43.7363 | 0.715 | 0.017
| 35.6451 | 0.772 | 0.001
| 39.5814 | 0.771 | 0
| 32.1462 | 0.729 | 0
| 51.6089 | 0.66 | 0
| 41.3308 | 0.545 | 0
| 37.8319 | 0.367 | 0
| 38.7067 | 0.166 | 0
| 29.9594 | 0.015 | 0
| 30.1781 | 0 | 0
| 59.2627 | 0 | 0.001
| 59.9188 | 0 | 0.001
| 50.0781 | 0 | 0.002
| 54.0144 | 0 | 0.002
| 62.7616 | 0 | 0.003
| 48.11 | 0 | 0.005
| 55.3265 | 0 | 0.012
| 34.1143 | 0 | 0.019
| 31.2715 | 0 | 0.022
| 33.677 | 0 | 0.027
| 31.0528 | 0.013 | 0.033
| 39.144 | 0.111 | 0.041
| 40.4561 | 0.237 | 0.019
| 89.8782 | 0.306 | 0.01
| 40.6748 | 0.288 | 0.005
| 43.955 | 0.276 | 0.003
| 27.9913 | 0.324 | 0.001
| 30.6154 | 0.326 | 0
| 30.6154 | 0.281 | 0
| 44.3924 | 0.226 | 0
| 34.7704 | 0.151 | 0
| 53.1396 | 0.064 | 0.001
| 42.8616 | 0.008 | 0.003
| 42.2056 | 0 | 0.009
| 59.2627 | 0 | 0.015
| 58.1693 | 0 | 0.017
| 54.8891 | 0 | 0.015
| 48.766 | 0 | 0.014
| 46.1418 | 0 | 0.017
| 34.5517 | 0 | 0.021
| 34.7704 | 0 | 0.026
| 29.522 | 0 | 0.032
| 29.0847 | 0 | 0.038
| 43.0803 | 0 | 0.045
| 32.5836 | 0.019 | 0.053
| 27.5539 | 0.189 | 0.031
| 60.5748 | 0.383 | 0.008
| 143.6739 | 0.551 | 0.012
| 47.0166 | 0.666 | 0.005
| 54.6704 | 0.723 | 0.002
| 40.2374 | 0.731 | 0.001
| 42.8616 | 0.678 | 0.002
| 34.9891 | 0.506 | 0.003
| 392.0962 | 0.252 | 0.006
| 158.9816 | 0.09 | 0.006
| 119.8375 | 0.062 | 0.005
| 52.4836 | 0.012 | 0.004
| 46.7979 | 0 | 0.006
| 50.0781 | 0 | 0.008
| 46.3605 | 0 | 0.011
| 47.0166 | 0 | 0.016
| 50.7341 | 0 | 0.022
| 40.4561 | 0 | 0.031
| 36.0825 | 0 | 0.04
| 39.144 | 0 | 0.047
| 39.3627 | 0 | 0.054
| 27.3352 | 0 | 0.058
| 26.6792 | 0 | 0.061
| 32.5836 | 0.017 | 0.066
| 34.9891 | 0.184 | 0.063
| 52.921 | 0.389 | 0.012
| 106.0606 | 0.552 | 0
| 44.1737 | 0.664 | 0
| 47.2352 | 0.726 | 0
| 104.9672 | 0.735 | 0
| 53.3583 | 0.695 | 0.001
| 35.8638 | 0.608 | 0.002
| 44.3924 | 0.482 | 0.003
| 33.2396 | 0.329 | 0.003
| 39.3627 | 0.152 | 0.002
| 139.7376 | 0.01 | 0.004
| 50.2968 | 0 | 0.003
| 47.2352 | 0 | 0.003
| 43.955 | 0 | 0.004
| 47.8913 | 0 | 0.008
| 45.9231 | 0 | 0.012
| 36.5198 | 0 | 0.015
| 36.5198 | 0 | 0.02
| 41.5495 | 0 | 0.023
| 27.3352 | 0 | 0.025
| 30.3968 | 0 | 0.027
| 29.3033 | 0 | 0.028
| 31.0528 | 0.016 | 0.03
| 35.6451 | 0.184 | 0.034
| 32.8023 | 0.382 | 0.003
| 61.6682 | 0.546 | 0
| 43.0803 | 0.656 | 0
| 43.5177 | 0.721 | 0
| 48.11 | 0.739 | 0
| 46.1418 | 0.714 | 0
| 51.8276 | 0.644 | 0
| 36.3012 | 0.524 | 0
| 28.2099 | 0.357 | 0.001
| 54.0144 | 0.16 | 0
| 38.9253 | 0.009 | 0
| 92.5023 | 0 | 0
| 48.766 | 0 | 0.006
| 43.7363 | 0 | 0.014
| 45.7045 | 0 | 0.017
| 50.5155 | 0 | 0.016
| 39.5814 | 0 | 0.015
| 34.1143 | 0 | 0.018
| 27.9913 | 0 | 0.025
| 38.0506 | 0 | 0.03
| 26.2418 | 0 | 0.035
| 30.3968 | 0 | 0.038
| 31.4902 | 0.014 | 0.04
| 43.0803 | 0.176 | 0.04
| 72.3836 | 0.376 | 0.008
| 81.5683 | 0.544 | 0
| 104.5298 | 0.66 | 0.001
| 423.8051 | 0.728 | 0.002
| 63.6364 | 0.751 | 0.004
| 60.7935 | 0.725 | 0.005
| 59.7001 | 0.649 | 0.004
| 40.2374 | 0.524 | 0.003
| 29.9594 | 0.35 | 0.003
| 38.488 | 0.148 | 0.003
| 48.9847 | 0.008 | 0.001
| 57.2946 | 0 | 0
| 169.9157 | 0 | 0.001
| 54.2331 | 0 | 0.007
| 62.1056 | 0 | 0.011
| 57.9506 | 0 | 0.014
| 41.5495 | 0 | 0.017
| 34.9891 | 0 | 0.017
| 45.7045 | 0 | 0.017
| 46.3605 | 0 | 0.017
| 61.4495 | 0 | 0.017
| 33.8957 | 0 | 0.016
| 33.2396 | 0.007 | 0.015
| 44.3924 | 0.094 | 0.017
| 34.7704 | 0.26 | 0.007
| 101.687 | 0.431 | 0.002
| 33.677 | 0.556 | 0.008
| 26.6792 | 0.626 | 0.012
| 45.2671 | 0.638 | 0.012
| 32.3649 | 0.608 | 0.01
| 30.3968 | 0.552 | 0.006
| 32.3649 | 0.469 | 0.004
| 46.3605 | 0.29 | 0.006
| 49.4221 | 0.104 | 0.005
| 27.9913 | 0.004 | 0.002
| 34.7704 | 0 | 0
| 82.2243 | 0 | 0
| 47.4539 | 0 | 0
| 47.6726 | 0 | 0.001
| 78.288 | 0 | 0.001
| 51.3902 | 0 | 0
| 41.1122 | 0 | 0
| 47.0166 | 0 | 0
| 40.6748 | 0 | 0
| 50.7341 | 0 | 0.001
| 42.2056 | 0 | 0.001
| 31.4902 | 0.001 | 0.001
| 50.2968 | 0.039 | 0.002
| 36.0825 | 0.105 | 0.003
| 101.0309 | 0.164 | 0.005
| 44.8297 | 0.201 | 0.014
| 42.4242 | 0.209 | 0.012
| 39.5814 | 0.226 | 0.007
| 28.4286 | 0.173 | 0.002
| 35.6451 | 0.121 | 0
| 26.8978 | 0.106 | 0
| 31.7088 | 0.126 | 0
| 95.5639 | 0.062 | 0
| 45.0484 | 0.002 | 0
| 63.199 | 0 | 0
| 73.9144 | 0 | 0.002
| 68.666 | 0 | 0.009
| 57.0759 | 0 | 0.015
| 59.4814 | 0 | 0.025
| 36.3012 | 0 | 0.042
| 30.6154 | 0 | 0.051
| 38.2693 | 0 | 0.052
| 43.5177 | 0 | 0.058
| 34.333 | 0 | 0.068
| 37.3946 | 0 | 0.08
| 46.5792 | 0 | 0.092
| 45.7045 | 0.031 | 0.084
| 75.4452 | 0.085 | 0.084
| 58.8254 | 0.137 | 0.112
| 49.2034 | 0.203 | 0.206
| 42.2056 | 0.275 | 0.277
| 78.0694 | 0.278 | 0.3
| 47.4539 | 0.279 | 0.31
| 54.2331 | 0.295 | 0.296
| 55.5451 | 0.226 | 0.243
| 96.6573 | 0.132 | 0.21
| 81.1309 | 0.046 | 0.221
| 41.5495 | 0 | 0.285
| 61.0122 | 0 | 0.275
| 51.6089 | 0 | 0.22
| 55.5451 | 0 | 0.158
| 63.855 | 0 | 0.121
| 52.0462 | 0 | 0.101
| 42.8616 | 0 | 0.08
| 43.955 | 0 | 0.077
| 49.4221 | 0 | 0.068
| 29.9594 | 0 | 0.051
| 33.2396 | 0 | 0.039
| 30.6154 | 0 | 0.028
| 45.2671 | 0.003 | 0.02
| 36.5198 | 0.077 | 0.011
| 26.8978 | 0.22 | 0.019
| 112.4024 | 0.414 | 0.036
| 55.3265 | 0.552 | 0.038
| 26.8978 | 0.587 | 0.042
| 31.7088 | 0.583 | 0.055
| 31.2715 | 0.613 | 0.054
| 61.8869 | 0.492 | 0.036
| 28.866 | 0.364 | 0.017
| 34.5517 | 0.299 | 0.006
| 28.866 | 0.121 | 0.001
| 53.1396 | 0.004 | 0
| 73.477 | 0 | 0.001
| 44.1737 | 0 | 0.009
| 48.766 | 0 | 0.032
| 57.2946 | 0 | 0.058
| 50.5155 | 0 | 0.077
| 43.299 | 0 | 0.087
| 28.2099 | 0 | 0.101
| 34.9891 | 0 | 0.099
| 37.1759 | 0 | 0.09
| 30.8341 | 0 | 0.089
| 32.1462 | 0 | 0.094
| 28.4286 | 0.006 | 0.096
| 65.3858 | 0.136 | 0.077
| 44.8297 | 0.305 | 0.025
| 101.0309 | 0.448 | 0.019
| 61.8869 | 0.571 | 0.02
| 39.144 | 0.662 | 0.014
| 35.2077 | 0.702 | 0.009
| 78.9441 | 0.694 | 0.004
| 28.866 | 0.617 | 0.001
| 32.8023 | 0.493 | 0
| 34.5517 | 0.317 | 0
| 55.3265 | 0.124 | 0
| 44.1737 | 0.002 | 0
| 52.7023 | 0 | 0.011
| 45.2671 | 0 | 0.028
| 45.0484 | 0 | 0.05
| 43.7363 | 0 | 0.068
| 47.2352 | 0 | 0.082
| 45.7045 | 0 | 0.089
| 45.7045 | 0 | 0.087
| 40.2374 | 0 | 0.087
| 34.333 | 0 | 0.103
| 48.766 | 0 | 0.114
| 30.6154 | 0 | 0.107
| 30.6154 | 0.002 | 0.114
| 31.7088 | 0.068 | 0.144
| 45.2671 | 0.189 | 0.128
| 94.9078 | 0.337 | 0.06
| 44.8297 | 0.49 | 0.112
| 43.5177 | 0.596 | 0.259
| 34.7704 | 0.617 | 0.345
| 56.8572 | 0.594 | 0.352
| 42.4242 | 0.513 | 0.305
| 62.1056 | 0.41 | 0.211
| 33.677 | 0.244 | 0.118
| 26.8978 | 0.095 | 0.079
| 31.2715 | 0.002 | 0.059
| 57.9506 | 0 | 0.03
| 54.0144 | 0 | 0.025
| 61.0122 | 0 | 0.026
| 57.2946 | 0 | 0.04
| 67.354 | 0 | 0.048
| 57.5133 | 0 | 0.061
| 36.7385 | 0 | 0.051
| 45.2671 | 0 | 0.034
| 43.5177 | 0 | 0.022
| 31.0528 | 0 | 0.008
| 33.8957 | 0 | 0.005
| 30.3968 | 0 | 0.005
| 28.6473 | 0.009 | 0.006
| 148.2662 | 0.029 | 0.002
| 182.5992 | 0.044 | 0.001
| 42.2056 | 0.08 | 0
| 47.8913 | 0.131 | 0.001
| 46.3605 | 0.186 | 0.002
| 36.5198 | 0.201 | 0.001
| 155.7013 | 0.196 | 0.001
| 53.3583 | 0.151 | 0.001
| 32.8023 | 0.081 | 0.001
| 59.4814 | 0.017 | 0.002
| 44.8297 | 0 | 0.005
| 67.5726 | 0 | 0.015
| 64.2924 | 0 | 0.032
| 45.4858 | 0 | 0.055
| 47.4539 | 0 | 0.069
| 57.5133 | 0 | 0.083
| 48.5473 | 0 | 0.082
| 27.1165 | 0 | 0.079
| 40.8935 | 0 | 0.084
| 34.9891 | 0 | 0.101
| 37.1759 | 0 | 0.107
| 27.1165 | 0 | 0.112
| 31.0528 | 0.002 | 0.132
| 33.677 | 0.106 | 0.135
| 79.8188 | 0.24 | 0.075
| 126.1793 | 0.222 | 0.059
| 48.766 | 0.18 | 0.088
| 29.0847 | 0.127 | 0.106
| 33.677 | 0.081 | 0.094
| 33.4583 | 0.072 | 0.163
| 31.4902 | 0.101 | 0.2
| 75.2265 | 0.156 | 0.225
| 55.5451 | 0.078 | 0.276
| 36.0825 | 0.025 | 0.294
| 29.7407 | 0 | 0.33
| 33.4583 | 0 | 0.395
| 489.6283 | 0 | 0.434
| 66.9166 | 0 | 0.5
| 65.3858 | 0 | 0.498
| 54.8891 | 0 | 0.447
| 37.6132 | 0 | 0.334
| 42.8616 | 0 | 0.267
| 43.7363 | 0 | 0.213
| 40.8935 | 0 | 0.176
| 45.2671 | 0 | 0.179
| 44.8297 | 0 | 0.255
| 37.1759 | 0.001 | 0.345
| 27.1165 | 0.06 | 0.407
| 98.6254 | 0.15 | 0.425
| 56.4199 | 0.251 | 0.467
| 41.9869 | 0.353 | 0.527
| 40.2374 | 0.362 | 0.676
| 42.8616 | 0.338 | 0.71
| 121.587 | 0.332 | 0.717
| 76.9759 | 0.304 | 0.712
| 42.2056 | 0.276 | 0.667
| 38.7067 | 0.199 | 0.629
| 124.6485 | 0.07 | 0.594
| 147.6101 | 0 | 0.593
| 52.7023 | 0 | 0.59
| 46.5792 | 0 | 0.574
| 55.3265 | 0 | 0.555
| 66.9166 | 0 | 0.538
| 54.0144 | 0 | 0.532
| 43.5177 | 0 | 0.513
| 48.3286 | 0 | 0.488
| 43.0803 | 0 | 0.458
| 26.8978 | 0 | 0.432
| 31.7088 | 0 | 0.402
| 33.0209 | 0 | 0.379
| 42.4242 | 0.001 | 0.359
| 41.5495 | 0.087 | 0.332
| 46.5792 | 0.258 | 0.273
| 50.2968 | 0.454 | 0.272
| 46.3605 | 0.583 | 0.31
| 31.7088 | 0.659 | 0.328
| 58.388 | 0.679 | 0.319
| 41.3308 | 0.621 | 0.289
| 30.8341 | 0.519 | 0.227
| 29.0847 | 0.402 | 0.149
| 36.7385 | 0.236 | 0.092
| 49.2034 | 0.081 | 0.058
| 66.2605 | 0 | 0.035
| 60.7935 | 0 | 0.03
| 111.5276 | 0 | 0.027
| 66.6979 | 0 | 0.025
| 80.9122 | 0 | 0.02
| 69.3221 | 0 | 0.018
| 59.0441 | 0 | 0.019
| 46.1418 | 0 | 0.021
| 52.7023 | 0 | 0.022
| 44.3924 | 0 | 0.025
| 44.3924 | 0 | 0.026
| 51.8276 | 0 | 0.032
| 46.1418 | 0 | 0.038
| 45.7045 | 0.027 | 0.044
| 45.2671 | 0.087 | 0.026
| 94.4705 | 0.148 | 0.009
| 43.5177 | 0.182 | 0.007
| 41.3308 | 0.212 | 0.017
| 47.4539 | 0.226 | 0.026
| 51.3902 | 0.196 | 0.035
| 56.6386 | 0.165 | 0.036
| 40.8935 | 0.109 | 0.035
| 45.4858 | 0.06 | 0.031
| 197.4695 | 0.02 | 0.045
| 44.3924 | 0 | 0.067
| 70.6342 | 0 | 0.072
| 64.0737 | 0 | 0.087
| 61.2309 | 0 | 0.118
| 64.5111 | 0 | 0.135
| 49.4221 | 0 | 0.143
| 51.1715 | 0 | 0.142
| 34.333 | 0 | 0.127
| 28.866 | 0 | 0.127
| 35.2077 | 0 | 0.132
| 33.0209 | 0 | 0.125
| 32.3649 | 0 | 0.107
| 27.9913 | 0 | 0.109
| 39.144 | 0.008 | 0.086
| 43.5177 | 0.048 | 0.067
| 99.0628 | 0.109 | 0.08
| 57.5133 | 0.202 | 0.107
| 52.0462 | 0.294 | 0.148
| 104.9672 | 0.351 | 0.171
| 76.1012 | 0.399 | 0.167
| 48.9847 | 0.45 | 0.136
| 50.7341 | 0.332 | 0.098
| 54.6704 | 0.183 | 0.042
| 29.522 | 0.044 | 0.031
| 75.8825 | 0 | 0.04
| 72.3836 | 0 | 0.041
| 60.7935 | 0 | 0.09
| 66.2605 | 0 | 0.118
| 64.0737 | 0 | 0.105
| 57.0759 | 0 | 0.094
| 31.7088 | 0 | 0.097
| 31.7088 | 0 | 0.103
| 31.2715 | 0 | 0.112
| 31.9275 | 0 | 0.112
| 31.9275 | 0 | 0.122
| 33.4583 | 0 | 0.116
| 31.4902 | 0 | 0.118
| 51.8276 | 0.053 | 0.112
| 58.6067 | 0.127 | 0.079
| 93.1584 | 0.255 | 0.049
| 49.6407 | 0.389 | 0.085
| 176.9135 | 0.433 | 0.12
| 43.7363 | 0.349 | 0.151
| 26.6792 | 0.234 | 0.159
| 80.0375 | 0.155 | 0.16
| 64.2924 | 0.114 | 0.144
| 52.0462 | 0.06 | 0.12
| 32.3649 | 0.015 | 0.101
| 29.9594 | 0 | 0.113
| 28.6473 | 0 | 0.101
| 38.0506 | 0 | 0.11
| 93.3771 | 0 | 0.119
| 74.7891 | 0 | 0.11
| 62.1056 | 0 | 0.111
| 59.2627 | 0 | 0.095
| 58.388 | 0 | 0.09
| 49.6407 | 0 | 0.091
| 40.8935 | 0 | 0.08
| 46.1418 | 0 | 0.049
| 36.5198 | 0 | 0.017
| 34.7704 | 0 | 0.004
| 35.2077 | 0.051 | 0.002
| 40.8935 | 0.188 | 0.006
| 107.3727 | 0.407 | 0.018
| 68.4474 | 0.428 | 0.036
| 408.4974 | 0.374 | 0.07
| 72.165 | 0.328 | 0.107
| 43.0803 | 0.251 | 0.13
| 55.3265 | 0.202 | 0.146
| 60.1375 | 0.125 | 0.108
| 48.9847 | 0.055 | 0.07
| 44.8297 | 0.006 | 0.044
| 243.3927 | 0 | 0.038
| 95.3452 | 0 | 0.029
| 46.5792 | 0 | 0.039
| 53.577 | 0 | 0.042
| 70.1968 | 0 | 0.039
| 60.3561 | 0 | 0.037
| 55.1078 | 0 | 0.034
| 40.0187 | 0 | 0.032
| 29.3033 | 0 | 0.035
| 36.9572 | 0 | 0.029
| 40.4561 | 0 | 0.022
| 32.5836 | 0 | 0.023
| 26.4605 | 0 | 0.025
| 43.7363 | 0.024 | 0.017
| 78.9441 | 0.121 | 0.008
| 60.7935 | 0.308 | 0.013
| 37.1759 | 0.428 | 0.013
| 36.7385 | 0.546 | 0.018
| 37.8319 | 0.556 | 0.031
| 34.1143 | 0.464 | 0.06
| 29.3033 | 0.413 | 0.084
| 74.7891 | 0.282 | 0.084
| 52.0462 | 0.158 | 0.057
| 47.8913 | 0.03 | 0.022
| 30.3968 | 0 | 0.021
| 62.3243 | 0 | 0.021
| 198.1256 | 0 | 0.011
| 58.6067 | 0 | 0.006
| 65.1671 | 0 | 0.003
| 59.0441 | 0 | 0.002
| 46.7979 | 0 | 0.006
| 32.3649 | 0 | 0.005
| 33.0209 | 0 | 0.005
| 33.2396 | 0 | 0.019
| 34.9891 | 0 | 0.022
| 29.3033 | 0 | 0.018
| 65.6045 | 0 | 0.016
| 48.9847 | 0.005 | 0.016
| 40.6748 | 0.046 | 0.013
| 89.2221 | 0.105 | 0.019
| 88.1287 | 0.17 | 0.027
| 43.955 | 0.329 | 0.037
| 36.5198 | 0.444 | 0.046
| 48.3286 | 0.51 | 0.046
| 50.0781 | 0.492 | 0.038
| 41.5495 | 0.415 | 0.03
| 34.5517 | 0.228 | 0.015
| 29.9594 | 0.039 | 0.005
| 32.1462 | 0 | 0.004
| 88.5661 | 0 | 0.002
| 63.855 | 0 | 0
| 71.0715 | 0 | 0
| 43.955 | 0 | 0.001
| 50.7341 | 0 | 0.002
| 31.4902 | 0 | 0.005
| 33.4583 | 0 | 0.007
| 27.7726 | 0 | 0.009
| 32.1462 | 0 | 0.023
| 42.4242 | 0 | 0.038
| 34.7704 | 0 | 0.049
| 69.1034 | 0 | 0.064
| 50.7341 | 0.058 | 0.086
| 58.388 | 0.147 | 0.042
| 91.1903 | 0.139 | 0.029
| 33.4583 | 0.154 | 0.015
| 38.488 | 0.184 | 0.051
| 41.1122 | 0.179 | 0.111
| 42.8616 | 0.154 | 0.146
| 50.5155 | 0.072 | 0.198
| 45.0484 | 0.039 | 0.201
| 48.9847 | 0.019 | 0.225
| 29.3033 | 0.001 | 0.255
| 30.3968 | 0 | 0.251
| 27.9913 | 0 | 0.27
| 200.5311 | 0 | 0.312
| 131.4277 | 0 | 0.361
| 73.9144 | 0 | 0.432
| 54.8891 | 0 | 0.42
| 48.9847 | 0 | 0.426
| 61.8869 | 0 | 0.484
| 44.3924 | 0 | 0.513
| 46.1418 | 0 | 0.513
| 40.8935 | 0 | 0.492
| 38.9253 | 0 | 0.565
| 26.4605 | 0 | 0.59
| 30.8341 | 0.001 | 0.669
| 46.5792 | 0.013 | 0.724
| 123.1178 | 0.029 | 0.733
| 45.4858 | 0.055 | 0.732
| 44.8297 | 0.079 | 0.71
| 46.1418 | 0.07 | 0.748
| 115.0266 | 0.066 | 0.72
| 85.0672 | 0.06 | 0.665
| 48.11 | 0.036 | 0.618
| 48.11 | 0.012 | 0.578
| 42.2056 | 0.001 | 0.515
| 27.5539 | 0 | 0.467
| 59.9188 | 0 | 0.416
| 47.0166 | 0 | 0.33
| 50.2968 | 0 | 0.225
| 42.4242 | 0 | 0.184
| 61.0122 | 0 | 0.179
| 36.5198 | 0 | 0.169
| 27.3352 | 0 | 0.153
| 33.0209 | 0 | 0.134
| 35.8638 | 0 | 0.125
| 29.3033 | 0 | 0.114
| 29.3033 | 0 | 0.104
| 28.4286 | 0 | 0.093
| 44.6111 | 0.006 | 0.083
| 45.2671 | 0.037 | 0.065
| 98.1881 | 0.08 | 0.044
| 52.4836 | 0.121 | 0.029
| 44.3924 | 0.175 | 0.025
| 78.5067 | 0.195 | 0.026
| 66.6979 | 0.2 | 0.031
| 36.5198 | 0.19 | 0.026
| 41.1122 | 0.105 | 0.013
| 39.144 | 0.042 | 0.008
| 39.8001 | 0.013 | 0.018
| 26.8978 | 0 | 0.026
| 111.965 | 0 | 0.028
| 50.2968 | 0 | 0.03
| 46.7979 | 0 | 0.036
| 60.7935 | 0 | 0.043
| 48.11 | 0 | 0.05
| 51.3902 | 0 | 0.064
| 51.3902 | 0 | 0.064
| 31.0528 | 0 | 0.063
| 28.4286 | 0 | 0.076
| 33.677 | 0 | 0.081
| 30.1781 | 0 | 0.08
| 28.2099 | 0 | 0.119
| 30.8341 | 0.013 | 0.168
| 44.3924 | 0.034 | 0.202
| 264.6048 | 0.036 | 0.194
| 118.3068 | 0.055 | 0.227
| 39.3627 | 0.079 | 0.315
| 38.2693 | 0.108 | 0.319
| 29.522 | 0.095 | 0.397
| 29.0847 | 0.063 | 0.432
| 33.677 | 0.041 | 0.322
| 32.1462 | 0.015 | 0.234
| 55.7638 | 0.002 | 0.158
| 112.4024 | 0 | 0.131
| 55.3265 | 0 | 0.107
| 66.9166 | 0 | 0.068
| 52.2649 | 0 | 0.04
| 53.3583 | 0 | 0.019
| 45.0484 | 0 | 0.009
| 43.0803 | 0 | 0.004
| 29.7407 | 0 | 0.004
| 33.4583 | 0 | 0.005
| 37.6132 | 0 | 0.005
| 33.677 | 0 | 0.002
| 28.4286 | 0 | 0
| 31.0528 | 0 | 0
| 33.0209 | 0.019 | 0
| 67.5726 | 0.072 | 0
| 96.4386 | 0.106 | 0
| 45.9231 | 0.127 | 0
| 52.2649 | 0.159 | 0
| 27.5539 | 0.188 | 0.003
| 56.6386 | 0.195 | 0.003
| 31.0528 | 0.204 | 0.002
| 28.866 | 0.18 | 0.002
| 45.9231 | 0.096 | 0.002
| 36.0825 | 0.02 | 0.001
| 26.8978 | 0 | 0.001
| 147.8288 | 0 | 0.001
| 53.577 | 0 | 0.001
| 45.4858 | 0 | 0.001
| 51.1715 | 0 | 0
| 41.9869 | 0 | 0
| 36.7385 | 0 | 0
| 36.7385 | 0 | 0
| 34.1143 | 0 | 0
| 35.4264 | 0 | 0.001
| 32.3649 | 0 | 0.001
| 52.2649 | 0 | 0.001
| 60.7935 | 0 | 0.001
| 56.4199 | 0.02 | 0
| 45.2671 | 0.073 | 0
| 110.2156 | 0.14 | 0
| 66.4792 | 0.203 | 0
| 50.2968 | 0.199 | 0
| 28.4286 | 0.201 | 0.001
| 48.5473 | 0.167 | 0.001
| 85.7232 | 0.096 | 0
| 73.2584 | 0.064 | 0
| 41.9869 | 0.054 | 0
| 62.3243 | 0.017 | 0
| 55.7638 | 0 | 0.001
| 403.0303 | 0 | 0.007
| 53.577 | 0 | 0.01
| 55.9825 | 0 | 0.011
| 76.9759 | 0 | 0.014
| 53.1396 | 0 | 0.017
| 46.3605 | 0 | 0.022
| 40.8935 | 0 | 0.031
| 44.1737 | 0 | 0.036
| 32.1462 | 0 | 0.035
| 51.3902 | 0 | 0.039
| 50.2968 | 0 | 0.048
| 47.4539 | 0 | 0.059
| 49.6407 | 0.042 | 0.076
| 97.0947 | 0.176 | 0.06
| 115.4639 | 0.296 | 0.041
| 63.4177 | 0.299 | 0.054
| 45.2671 | 0.329 | 0.062
| 48.766 | 0.386 | 0.071
| 34.9891 | 0.363 | 0.056
| 26.4605 | 0.258 | 0.033
| 25.8044 | 0.138 | 0.012
| 29.7407 | 0.053 | 0.018
| 49.4221 | 0.006 | 0.032
| 47.4539 | 0 | 0.062
| 38.7067 | 0 | 0.082
| 48.3286 | 0 | 0.083
| 56.8572 | 0 | 0.117
| 47.0166 | 0 | 0.118
| 43.299 | 0 | 0.112
| 38.7067 | 0 | 0.14
| 47.6726 | 0 | 0.154
| 40.8935 | 0 | 0.145
| 28.2099 | 0 | 0.134
| 30.6154 | 0 | 0.184
| 31.0528 | 0 | 0.168
| 58.1693 | 0 | 0.153
| 52.921 | 0.007 | 0.185
| 79.1628 | 0.046 | 0.183
| 185.6607 | 0.113 | 0.178
| 185.2234 | 0.189 | 0.187
| 33.0209 | 0.275 | 0.194
| 48.11 | 0.36 | 0.241
| 37.6132 | 0.396 | 0.259
| 71.0715 | 0.313 | 0.228
| 60.5748 | 0.21 | 0.19
| 47.6726 | 0.11 | 0.157
| 44.6111 | 0.026 | 0.172
| 41.5495 | 0 | 0.192
| 43.5177 | 0 | 0.231
| 55.3265 | 0 | 0.275
| 51.8276 | 0 | 0.31
| 46.7979 | 0 | 0.362
| 53.3583 | 0 | 0.406
| 47.0166 | 0 | 0.442
| 32.5836 | 0 | 0.497
| 27.9913 | 0 | 0.573
| 38.7067 | 0 | 0.576
| 45.2671 | 0 | 0.547
| 33.8957 | 0 | 0.55
| 42.6429 | 0 | 0.571
| 26.8978 | 0.011 | 0.607
| 87.0353 | 0.053 | 0.653
| 140.1749 | 0.089 | 0.672
| 43.299 | 0.108 | 0.547
| 35.4264 | 0.142 | 0.367
| 39.5814 | 0.17 | 0.294
| 50.7341 | 0.144 | 0.206
| 46.1418 | 0.155 | 0.178
| 40.6748 | 0.184 | 0.172
| 30.8341 | 0.096 | 0.11
| 31.4902 | 0.012 | 0.108
| 139.3002 | 0 | 0.118
| 49.2034 | 0 | 0.116
| 40.8935 | 0 | 0.119
| 55.7638 | 0 | 0.128
| 46.7979 | 0 | 0.174
| 45.7045 | 0 | 0.204
| 45.2671 | 0 | 0.21
| 45.2671 | 0 | 0.205
| 31.7088 | 0 | 0.225
| 27.5539 | 0 | 0.237
| 35.6451 | 0 | 0.211
| 61.0122 | 0 | 0.164
| 60.3561 | 0 | 0.142
| 36.9572 | 0.002 | 0.16
| 93.3771 | 0.042 | 0.167
| 72.821 | 0.1 | 0.145
| 47.2352 | 0.173 | 0.147
| 39.144 | 0.215 | 0.146
| 92.2837 | 0.165 | 0.144
| 82.0056 | 0.158 | 0.137
| 32.3649 | 0.114 | 0.112
| 30.1781 | 0.072 | 0.09
| 34.9891 | 0.03 | 0.064
| 45.0484 | 0.002 | 0.054
| 35.8638 | 0 | 0.064
| 79.3814 | 0 | 0.067
| 48.3286 | 0 | 0.059
| 45.9231 | 0 | 0.05
| 64.0737 | 0 | 0.042
| 54.2331 | 0 | 0.037
| 34.7704 | 0 | 0.036
| 27.9913 | 0 | 0.035
| 36.5198 | 0 | 0.045
| 48.766 | 0 | 0.05
| 33.4583 | 0 | 0.064
| 27.1165 | 0 | 0.073
| 59.4814 | 0 | 0.082
| 61.0122 | 0 | 0.122
| 45.7045 | 0.012 | 0.201
| 136.676 | 0.03 | 0.267
| 218.2443 | 0.06 | 0.305
| 258.4817 | 0.078 | 0.369
| 41.5495 | 0.103 | 0.469
| 31.2715 | 0.099 | 0.567
| 31.0528 | 0.081 | 0.55
| 41.1122 | 0.042 | 0.506
| 61.2309 | 0.014 | 0.463
| 35.2077 | 0 | 0.406
| 28.2099 | 0 | 0.387
| 50.9528 | 0 | 0.367
| 48.766 | 0 | 0.391
| 63.4177 | 0 | 0.42
| 65.8232 | 0 | 0.42
| 47.2352 | 0 | 0.395
| 50.2968 | 0 | 0.391
| 28.2099 | 0 | 0.362
| 39.8001 | 0 | 0.332
| 38.9253 | 0 | 0.284
| 35.6451 | 0 | 0.227
| 35.6451 | 0 | 0.188
| 29.522 | 0 | 0.2
| 28.866 | 0 | 0.241
| 33.0209 | 0.014 | 0.391
| 81.7869 | 0.032 | 0.682
| 40.8935 | 0.043 | 0.873
| 47.0166 | 0.059 | 0.892
| 43.7363 | 0.14 | 0.796
| 37.3946 | 0.124 | 0.613
| 90.3155 | 0.093 | 0.471
| 74.1331 | 0.083 | 0.401
| 83.7551 | 0.066 | 0.225
| 188.941 | 0.004 | 0.103
| 75.4452 | 0 | 0.076
| 73.9144 | 0 | 0.073
| 79.8188 | 0 | 0.084
| 58.8254 | 0 | 0.1
| 64.2924 | 0 | 0.103
| 63.4177 | 0 | 0.108
| 50.0781 | 0 | 0.107
| 44.1737 | 0 | 0.129
| 43.7363 | 0 | 0.171
| 42.4242 | 0 | 0.173
| 28.866 | 0 | 0.194
| 39.8001 | 0 | 0.207
| 33.0209 | 0 | 0.217
| 34.7704 | 0.002 | 0.22
| 46.5792 | 0.031 | 0.196
| 109.3408 | 0.073 | 0.168
| 42.2056 | 0.115 | 0.16
| 34.7704 | 0.141 | 0.168
| 36.0825 | 0.169 | 0.171
| 37.6132 | 0.157 | 0.161
| 35.6451 | 0.141 | 0.147
| 60.3561 | 0.107 | 0.116
| 67.5726 | 0.053 | 0.109
| 39.5814 | 0.005 | 0.117
| 29.3033 | 0 | 0.117
| 36.0825 | 0 | 0.093
| 79.3814 | 0 | 0.093
| 70.6342 | 0 | 0.083
| 75.0078 | 0 | 0.071
| 59.7001 | 0 | 0.068
| 43.7363 | 0 | 0.057
| 46.7979 | 0 | 0.047
| 43.5177 | 0 | 0.045
| 44.3924 | 0 | 0.028
| 32.5836 | 0 | 0.02
| 27.3352 | 0 | 0.032
| 31.2715 | 0 | 0.042
| 37.3946 | 0.002 | 0.045
| 171.2277 | 0.037 | 0.032
| 126.6167 | 0.072 | 0.015
| 46.3605 | 0.094 | 0.009
| 47.0166 | 0.106 | 0.007
| 45.7045 | 0.113 | 0.004
| 38.0506 | 0.11 | 0.005
| 41.9869 | 0.095 | 0.007
| 66.0419 | 0.061 | 0.007
| 47.4539 | 0.036 | 0.009
| 36.7385 | 0.002 | 0.028
| 88.1287 | 0 | 0.067
| 77.632 | 0 | 0.1
| 67.354 | 0 | 0.118
| 64.7298 | 0 | 0.111
| 73.477 | 0 | 0.13
| 63.6364 | 0 | 0.162
| 59.0441 | 0 | 0.195
| 44.1737 | 0 | 0.218
| 46.3605 | 0 | 0.243
| 48.9847 | 0 | 0.271
| 38.2693 | 0 | 0.314
| 32.8023 | 0 | 0.337
| 27.7726 | 0 | 0.343
| 40.8935 | 0.001 | 0.405
| 39.8001 | 0.047 | 0.469
| 95.3452 | 0.11 | 0.562
| 43.0803 | 0.139 | 0.636
| 44.6111 | 0.16 | 0.644
| 50.9528 | 0.131 | 0.606
| 33.8957 | 0.121 | 0.547
| 79.3814 | 0.125 | 0.525
| 67.5726 | 0.068 | 0.521
| 58.8254 | 0.016 | 0.531
| 37.6132 | 0 | 0.562
| 28.866 | 0 | 0.624
| 139.3002 | 0 | 0.737
| 90.9716 | 0 | 0.86
| 63.6364 | 0 | 0.91
| 54.6704 | 0 | 0.937
| 63.855 | 0 | 0.947
| 53.7957 | 0 | 0.924
| 45.0484 | 0 | 0.886
| 34.5517 | 0 | 0.887
| 32.1462 | 0 | 0.877
| 34.7704 | 0 | 0.891
| 31.2715 | 0 | 0.925
| 28.2099 | 0 | 0.929
| 32.1462 | 0 | 0.928
| 46.3605 | 0.019 | 0.857
| 104.5298 | 0.055 | 0.812
| 42.4242 | 0.065 | 0.777
| 45.9231 | 0.072 | 0.756
| 34.333 | 0.075 | 0.719
| 26.2418 | 0.063 | 0.673
| 33.2396 | 0.051 | 0.616
| 29.9594 | 0.032 | 0.58
| 41.5495 | 0.015 | 0.552
| 80.9122 | 0 | 0.482
| 197.6882 | 0 | 0.486
| 334.1456 | 0 | 0.434
| 199.875 | 0 | 0.316
| 71.2902 | 0 | 0.177
| 67.354 | 0 | 0.188
| 53.577 | 0 | 0.253
| 40.2374 | 0 | 0.158
| 29.7407 | 0 | 0.116
| 37.8319 | 0 | 0.118
| 44.8297 | 0 | 0.13
| 38.7067 | 0 | 0.163
| 43.5177 | 0 | 0.258
| 34.333 | 0 | 0.358
| 28.866 | 0.008 | 0.513
| 48.5473 | 0.065 | 0.574
| 102.9991 | 0.113 | 0.661
| 40.8935 | 0.176 | 0.708
| 64.2924 | 0.24 | 0.768
| 47.0166 | 0.187 | 0.794
| 106.498 | 0.172 | 0.778
| 52.921 | 0.139 | 0.779
| 39.144 | 0.089 | 0.772
| 41.9869 | 0.041 | 0.739
| 40.2374 | 0 | 0.722
| 94.9078 | 0 | 0.772
| 62.7616 | 0 | 0.785
| 50.0781 | 0 | 0.887
| 54.6704 | 0 | 0.929
| 74.3518 | 0 | 0.95
| 58.6067 | 0 | 0.966
| 42.2056 | 0 | 0.971
| 42.2056 | 0 | 0.964
| 45.2671 | 0 | 0.97
| 38.2693 | 0 | 0.976
| 27.5539 | 0 | 0.973
| 29.9594 | 0 | 0.97
| 33.677 | 0 | 0.95
| 26.6792 | 0.002 | 0.901
| 58.8254 | 0.051 | 0.827
| 84.4111 | 0.114 | 0.765
| 52.2649 | 0.148 | 0.644
| 42.6429 | 0.146 | 0.559
| 31.7088 | 0.162 | 0.488
| 26.4605 | 0.148 | 0.396
| 31.2715 | 0.092 | 0.27
| 86.3793 | 0.045 | 0.222
| 27.1165 | 0.02 | 0.169
| 53.7957 | 0 | 0.154
| 181.0684 | 0 | 0.143
| 198.3443 | 0 | 0.16
| 66.2605 | 0 | 0.192
| 50.5155 | 0 | 0.215
| 82.6617 | 0 | 0.214
| 61.4495 | 0 | 0.191
| 48.5473 | 0 | 0.229
| 43.299 | 0 | 0.211
| 43.955 | 0 | 0.183
| 42.8616 | 0 | 0.173
| 34.333 | 0 | 0.167
| 37.6132 | 0 | 0.154
| 39.8001 | 0 | 0.134
| 31.4902 | 0 | 0.106
| 26.4605 | 0.015 | 0.087
| 95.5639 | 0.046 | 0.086
| 40.8935 | 0.081 | 0.07
| 43.299 | 0.095 | 0.071
| 43.7363 | 0.111 | 0.086
| 34.7704 | 0.129 | 0.107
| 87.4727 | 0.097 | 0.103
| 66.2605 | 0.057 | 0.097
| 62.543 | 0.019 | 0.093
| 61.8869 | 0 | 0.093
| 66.0419 | 0 | 0.089
| 118.0881 | 0 | 0.08
| 68.2287 | 0 | 0.075
| 80.6935 | 0 | 0.085
| 84.1924 | 0 | 0.117
| 61.2309 | 0 | 0.142
| 50.0781 | 0 | 0.158
| 42.8616 | 0 | 0.192
| 36.9572 | 0 | 0.233
| 63.199 | 0 | 0.255
| 40.2374 | 0 | 0.345
| 34.5517 | 0 | 0.42
| 33.0209 | 0 | 0.51
| 30.6154 | 0 | 0.557
| 54.8891 | 0.022 | 0.626
| 73.6957 | 0.051 | 0.624
| 37.3946 | 0.063 | 0.481
| 50.9528 | 0.051 | 0.352
| 28.6473 | 0.042 | 0.245
| 32.8023 | 0.041 | 0.172
| 96.876 | 0.039 | 0.183
| 59.4814 | 0.03 | 0.218
| 73.2584 | 0.01 | 0.218
| 53.577 | 0 | 0.225
| 43.0803 | 0 | 0.227
| 39.8001 | 0 | 0.206
| 31.9275 | 0 | 0.152
| 111.309 | 0 | 0.104
| 77.8507 | 0 | 0.042
| 61.6682 | 0 | 0.014
| 57.9506 | 0 | 0.006
| 44.6111 | 0 | 0.004
| 51.1715 | 0 | 0.003
| 28.2099 | 0 | 0.005
| 39.8001 | 0 | 0.019
| 44.6111 | 0 | 0.041
| 35.4264 | 0 | 0.059
| 32.8023 | 0.001 | 0.076
| 44.6111 | 0.06 | 0.072
| 98.1881 | 0.189 | 0.099
| 42.4242 | 0.323 | 0.127
| 49.6407 | 0.398 | 0.203
| 55.3265 | 0.307 | 0.272
| 34.9891 | 0.212 | 0.241
| 59.2627 | 0.147 | 0.143
| 51.1715 | 0.079 | 0.079
| 137.5508 | 0.018 | 0.037
| 43.7363 | 0 | 0.016
| 29.7407 | 0 | 0.007
| 245.3608 | 0 | 0.005
| 151.7651 | 0 | 0.005
| 49.4221 | 0 | 0.008
| 43.955 | 0 | 0.011
| 44.3924 | 0 | 0.016
| 44.8297 | 0 | 0.017
| 41.1122 | 0 | 0.021
| 29.7407 | 0 | 0.027
| 33.4583 | 0 | 0.036
| 27.1165 | 0 | 0.044
| 29.9594 | 0 | 0.056
| 25.5858 | 0 | 0.058
| 33.4583 | 0 | 0.048
| 44.3924 | 0.04 | 0.024
| 95.1265 | 0.125 | 0.021
| 47.8913 | 0.214 | 0.032
| 48.11 | 0.265 | 0.039
| 43.0803 | 0.276 | 0.039
| 64.9485 | 0.216 | 0.039
| 41.7682 | 0.152 | 0.035
| 48.9847 | 0.091 | 0.023
| 33.4583 | 0.035 | 0.017
| 32.3649 | 0 | 0.033
| 134.7079 | 0 | 0.047
| 62.543 | 0 | 0.045
| 47.2352 | 0 | 0.05
| 88.1287 | 0 | 0.046
| 156.1387 | 0 | 0.046
| 49.4221 | 0 | 0.045
| 42.2056 | 0 | 0.046
| 27.7726 | 0 | 0.054
| 29.522 | 0 | 0.065
| 30.3968 | 0 | 0.072
| 31.4902 | 0 | 0.072
| 43.7363 | 0 | 0.083
| 30.8341 | 0 | 0.11
| 34.5517 | 0.004 | 0.125
| 44.6111 | 0.118 | 0.103
| 85.5045 | 0.295 | 0.064
| 44.8297 | 0.43 | 0.07
| 38.2693 | 0.503 | 0.156
| 264.8235 | 0.494 | 0.172
| 79.1628 | 0.341 | 0.13
| 39.144 | 0.215 | 0.072
| 25.3671 | 0.137 | 0.048
| 44.6111 | 0.046 | 0.039
| 65.1671 | 0 | 0.035
| 313.5895 | 0 | 0.04
| 215.4014 | 0 | 0.046
| 57.732 | 0 | 0.064
| 65.8232 | 0 | 0.073
| 64.9485 | 0 | 0.067
| 52.921 | 0 | 0.065
| 41.5495 | 0 | 0.067
| 45.2671 | 0 | 0.067
| 43.299 | 0 | 0.068
| 47.4539 | 0 | 0.072
| 47.2352 | 0 | 0.076
| 60.3561 | 0 | 0.073
| 54.0144 | 0 | 0.068
| 46.1418 | 0 | 0.062
| 81.5683 | 0.02 | 0.064
| 120.931 | 0.051 | 0.055
| 64.0737 | 0.077 | 0.035
| 68.4474 | 0.098 | 0.017
| 107.5914 | 0.113 | 0.01
| 116.5573 | 0.115 | 0.006
| 59.0441 | 0.114 | 0.005
| 52.921 | 0.095 | 0.006
| 57.9506 | 0.042 | 0.007
| 50.5155 | 0 | 0.012
| 203.8113 | 0 | 0.014
| 53.3583 | 0 | 0.015
| 72.165 | 0 | 0.012
| 85.9419 | 0 | 0.011
| 64.2924 | 0 | 0.009
| 63.4177 | 0 | 0.007
| 67.7913 | 0 | 0.007
| 67.7913 | 0 | 0.009
| 64.7298 | 0 | 0.01
| 46.5792 | 0 | 0.008
| 48.11 | 0 | 0.005
| 43.7363 | 0 | 0.002
| 51.3902 | 0 | 0.001
| 42.4242 | 0 | 0
| 49.8594 | 0.06 | 0
| 93.3771 | 0.188 | 0
| 40.6748 | 0.304 | 0
| 52.2649 | 0.501 | 0.004
| 33.677 | 0.56 | 0.003
| 26.2418 | 0.608 | 0.002
| 61.8869 | 0.504 | 0.002
| 64.7298 | 0.217 | 0
| 61.2309 | 0.072 | 0
| 56.4199 | 0 | 0
| 49.6407 | 0 | 0
| 49.6407 | 0 | 0.001
| 132.9584 | 0 | 0.006
| 75.6639 | 0 | 0.019
| 66.9166 | 0 | 0.038
| 66.9166 | 0 | 0.052
| 61.0122 | 0 | 0.068
| 64.0737 | 0 | 0.074
| 62.543 | 0 | 0.089
| 54.4517 | 0 | 0.101
| 56.2012 | 0 | 0.112
| 66.4792 | 0 | 0.127
| 49.6407 | 0 | 0.136
| 48.3286 | 0 | 0.14
| 56.2012 | 0.01 | 0.159
| 106.498 | 0.035 | 0.162
| 48.11 | 0.069 | 0.195
| 49.8594 | 0.139 | 0.331
| 38.7067 | 0.227 | 0.556
| 33.4583 | 0.224 | 0.651
| 27.5539 | 0.191 | 0.717
| 37.1759 | 0.136 | 0.797
| 31.2715 | 0.048 | 0.817
| 67.1353 | 0 | 0.846
| 63.855 | 0 | 0.876
| 41.5495 | 0 | 0.885
| 88.5661 | 0 | 0.858
| 86.8166 | 0 | 0.881
| 69.7595 | 0 | 0.861
| 65.8232 | 0 | 0.891
| 57.5133 | 0 | 0.887
| 41.9869 | 0 | 0.833
| 40.8935 | 0 | 0.772
| 40.2374 | 0 | 0.731
| 31.2715 | 0 | 0.72
| 33.0209 | 0 | 0.72
| 35.4264 | 0 | 0.697
| 30.6154 | 0 | 0.638
| 42.6429 | 0.018 | 0.586
| 88.5661 | 0.053 | 0.412
| 43.7363 | 0.091 | 0.272
| 42.2056 | 0.121 | 0.18
| 41.1122 | 0.15 | 0.135
| 30.6154 | 0.156 | 0.126
| 64.7298 | 0.125 | 0.115
| 64.9485 | 0.069 | 0.133
| 36.7385 | 0.014 | 0.137
| 29.3033 | 0 | 0.134
| 34.333 | 0 | 0.135
| 31.4902 | 0 | 0.122
| 48.3286 | 0 | 0.112
| 83.7551 | 0 | 0.102
| 58.1693 | 0 | 0.087
| 62.1056 | 0 | 0.067
| 48.9847 | 0 | 0.058
| 34.7704 | 0 | 0.06
| 35.6451 | 0 | 0.066
| 31.2715 | 0 | 0.063
| 32.1462 | 0 | 0.068
| 32.5836 | 0 | 0.049
| 29.0847 | 0 | 0.03
| 39.3627 | 0 | 0.02
| 31.0528 | 0.029 | 0.019
| 40.8935 | 0.1 | 0.018
| 100.5936 | 0.193 | 0.046
| 43.955 | 0.297 | 0.085
| 30.6154 | 0.293 | 0.127
| 34.1143 | 0.231 | 0.126
| 68.4474 | 0.156 | 0.082
| 50.9528 | 0.091 | 0.059
| 45.9231 | 0.035 | 0.091
| 33.8957 | 0 | 0.132
| 166.6354 | 0 | 0.185
| 50.9528 | 0 | 0.251
| 48.5473 | 0 | 0.324
| 48.11 | 0 | 0.362
| 47.4539 | 0 | 0.407
| 61.6682 | 0 | 0.422
| 34.333 | 0 | 0.424
| 30.8341 | 0 | 0.442
| 25.8044 | 0 | 0.498
| 36.0825 | 0 | 0.574
| 26.0231 | 0 | 0.627
| 42.2056 | 0 | 0.697
| 38.488 | 0 | 0.831
| 34.1143 | 0 | 0.956
| 172.7585 | 0.011 | 0.845
| 118.5255 | 0.031 | 0.779
| 42.4242 | 0.033 | 0.535
| 38.7067 | 0.045 | 0.398
| 50.9528 | 0.07 | 0.369
| 30.1781 | 0.122 | 0.334
| 26.6792 | 0.112 | 0.186
| 38.2693 | 0.088 | 0.108
| 51.1715 | 0.024 | 0.074
| 34.1143 | 0 | 0.069
| 53.577 | 0 | 0.063
| 75.4452 | 0 | 0.083
| 60.3561 | 0 | 0.104
| 52.7023 | 0 | 0.103
| 46.7979 | 0 | 0.103
| 57.732 | 0 | 0.104
| 45.0484 | 0 | 0.089
| 32.5836 | 0 | 0.063
| 46.1418 | 0 | 0.044
| 34.333 | 0 | 0.035
| 28.2099 | 0 | 0.031
| 30.1781 | 0 | 0.026
| 29.7407 | 0 | 0.027
| 60.1375 | 0 | 0.028
| 107.5914 | 0.053 | 0.031
| 113.7145 | 0.146 | 0.021
| 41.3308 | 0.2 | 0.018
| 68.4474 | 0.229 | 0.017
| 305.717 | 0.276 | 0.021
| 151.109 | 0.301 | 0.023
| 66.2605 | 0.238 | 0.021
| 44.1737 | 0.111 | 0.013
| 36.0825 | 0.029 | 0.01
| 34.7704 | 0 | 0.01
| 136.4574 | 0 | 0.014
| 45.7045 | 0 | 0.021
| 46.1418 | 0 | 0.022
| 64.7298 | 0 | 0.021
| 67.5726 | 0 | 0.022
| 50.5155 | 0 | 0.024
| 83.3177 | 0 | 0.023
| 38.7067 | 0 | 0.02
| 31.4902 | 0 | 0.021
| 27.9913 | 0 | 0.018
| 29.522 | 0 | 0.019
| 35.8638 | 0 | 0.031
| 27.3352 | 0 | 0.035
| 75.6639 | 0 | 0.041
| 119.4002 | 0.022 | 0.045
| 138.6442 | 0.105 | 0.05
| 40.6748 | 0.23 | 0.076
| 40.6748 | 0.353 | 0.103
| 61.2309 | 0.386 | 0.129
| 97.3133 | 0.379 | 0.144
| 113.2771 | 0.272 | 0.135
| 49.6407 | 0.147 | 0.088
| 40.8935 | 0.027 | 0.084
| 32.3649 | 0 | 0.15
| 140.1749 | 0 | 0.167
| 61.8869 | 0 | 0.18
| 51.3902 | 0 | 0.201
| 63.199 | 0 | 0.196
| 51.3902 | 0 | 0.181
| 45.4858 | 0 | 0.173
| 45.7045 | 0 | 0.173
| 27.1165 | 0 | 0.178
| 29.9594 | 0 | 0.205
| 29.7407 | 0 | 0.241
| 42.2056 | 0 | 0.261
| 59.7001 | 0 | 0.258
| 59.7001 | 0 | 0.245
| 52.921 | 0 | 0.189
| 57.5133 | 0.001 | 0.162
| 120.931 | 0.009 | 0.131
| 43.955 | 0.022 | 0.106
| 62.543 | 0.041 | 0.071
| 47.8913 | 0.037 | 0.048
| 26.0231 | 0.063 | 0.03
| 34.333 | 0.034 | 0.011
| 26.2418 | 0.023 | 0.004
| 25.8044 | 0.008 | 0.002
| 219.3377 | 0 | 0.003
| 302.4367 | 0 | 0.007
| 61.0122 | 0 | 0.015
| 58.8254 | 0 | 0.023
| 67.354 | 0 | 0.03
| 50.9528 | 0 | 0.039
| 53.3583 | 0 | 0.051
| 36.3012 | 0 | 0.067
| 36.0825 | 0 | 0.084
| 44.6111 | 0 | 0.101
| 37.8319 | 0 | 0.131
| 44.6111 | 0 | 0.201
| 37.1759 | 0 | 0.278
| 51.1715 | 0 | 0.305
| 38.0506 | 0 | 0.368
| 107.154 | 0.002 | 0.415
| 99.9375 | 0.017 | 0.436
| 47.4539 | 0.068 | 0.522
| 45.7045 | 0.157 | 0.638
| 56.6386 | 0.167 | 0.8
| 82.2243 | 0.074 | 0.832
| 41.1122 | 0.026 | 0.801
| 42.2056 | 0.009 | 0.726
| 80.6935 | 0.001 | 0.628
| 66.9166 | 0 | 0.469
| 72.3836 | 0 | 0.302
| 43.0803 | 0 | 0.221
| 53.577 | 0 | 0.182
| 52.2649 | 0 | 0.18
| 48.5473 | 0 | 0.155
| 44.6111 | 0 | 0.125
| 39.8001 | 0 | 0.096
| 42.6429 | 0 | 0.085
| 34.1143 | 0 | 0.076
| 48.3286 | 0 | 0.062
| 49.2034 | 0 | 0.058
| 88.5661 | 0 | 0.059
| 80.6935 | 0 | 0.067
| 71.0715 | 0 | 0.077
| 64.0737 | 0.004 | 0.087
| 77.1946 | 0.016 | 0.077
| 44.3924 | 0.02 | 0.065
| 46.3605 | 0.034 | 0.061
| 29.9594 | 0.065 | 0.068
| 36.5198 | 0.089 | 0.085
| 58.388 | 0.078 | 0.056
| 44.3924 | 0.034 | 0.035
| 50.0781 | 0.008 | 0.031
| 36.7385 | 0 | 0.009
| 27.5539 | 0 | 0.001
| 29.9594 | 0 | 0.005
| 75.6639 | 0 | 0.02
| 50.5155 | 0 | 0.032
| 43.955 | 0 | 0.045
| 47.0166 | 0 | 0.059
| 40.2374 | 0 | 0.076
| 39.5814 | 0 | 0.071
| 56.2012 | 0 | 0.076
| 67.1353 | 0 | 0.1
| 59.4814 | 0 | 0.139
| 59.9188 | 0 | 0.165
| 59.9188 | 0 | 0.169
| 58.388 | 0 | 0.219
| 95.7826 | 0.004 | 0.302
| 141.487 | 0.021 | 0.441
| 150.2343 | 0.027 | 0.877
| 45.0484 | 0.042 | 0.951
| 57.732 | 0.047 | 0.952
| 45.0484 | 0.037 | 0.887
| 48.5473 | 0.021 | 0.86
| 34.5517 | 0.006 | 0.785
| 49.6407 | 0 | 0.803
| 34.9891 | 0 | 0.835
| 31.9275 | 0 | 0.862
| 27.3352 | 0 | 0.901
| 139.5189 | 0 | 0.928
| 109.1222 | 0 | 0.916
| 555.0141 | 0 | 0.867
| 63.4177 | 0 | 0.729
| 60.1375 | 0 | 0.519
| 47.8913 | 0 | 0.3
| 29.7407 | 0 | 0.107
| 27.5539 | 0 | 0.037
| 30.6154 | 0 | 0.013
| 54.2331 | 0 | 0.006
| 57.2946 | 0 | 0.01
| 48.5473 | 0 | 0.011
| 58.6067 | 0.001 | 0.013
| 124.6485 | 0.013 | 0.022
| 43.0803 | 0.03 | 0.045
| 41.9869 | 0.044 | 0.051
| 101.2496 | 0.056 | 0.058
| 93.1584 | 0.05 | 0.111
| 61.2309 | 0.036 | 0.136
| 38.7067 | 0.024 | 0.144
| 44.3924 | 0.006 | 0.122
| 47.4539 | 0 | 0.088
| 28.4286 | 0 | 0.051
| 43.299 | 0 | 0.038
| 105.4046 | 0 | 0.025
| 73.0397 | 0 | 0.011
| 70.8529 | 0 | 0.008
| 62.3243 | 0 | 0.009
| 45.2671 | 0 | 0.013
| 41.7682 | 0 | 0.028
| 48.766 | 0 | 0.045
| 58.388 | 0 | 0.071
| 48.766 | 0 | 0.099
| 52.0462 | 0 | 0.119
| 56.8572 | 0 | 0.154
| 71.5089 | 0 | 0.189
| 53.3583 | 0.02 | 0.201
| 118.7441 | 0.061 | 0.183
| 59.0441 | 0.061 | 0.221
| 51.3902 | 0.062 | 0.288
| 27.1165 | 0.073 | 0.302
| 85.0672 | 0.057 | 0.328
| 40.6748 | 0.034 | 0.337
| 46.7979 | 0.013 | 0.332
| 31.7088 | 0.001 | 0.342
| 48.11 | 0 | 0.358
| 47.0166 | 0 | 0.362
| 48.766 | 0 | 0.386
| 47.4539 | 0 | 0.375
| 43.7363 | 0 | 0.379
| 54.2331 | 0 | 0.362
| 45.0484 | 0 | 0.319
| 49.4221 | 0 | 0.286
| 48.11 | 0 | 0.243
| 49.8594 | 0 | 0.223
| 43.299 | 0 | 0.224
| 26.6792 | 0 | 0.223
| 48.5473 | 0 | 0.195
| 77.1946 | 0 | 0.181
| 60.1375 | 0 | 0.163
| 74.1331 | 0 | 0.155
| 87.4727 | 0.009 | 0.152
| 47.8913 | 0.031 | 0.145
| 28.4286 | 0.043 | 0.142
| 27.7726 | 0.044 | 0.146
| 64.9485 | 0.036 | 0.153
| 44.8297 | 0.02 | 0.16
| 56.2012 | 0.007 | 0.173
| 78.5067 | 0 | 0.179
| 43.0803 | 0 | 0.17
| 45.0484 | 0 | 0.169
| 56.4199 | 0 | 0.182
| 57.9506 | 0 | 0.197
| 44.8297 | 0 | 0.199
| 53.3583 | 0 | 0.13
| 59.0441 | 0 | 0.051
| 40.6748 | 0 | 0.047
| 40.6748 | 0 | 0.054
| 58.6067 | 0 | 0.068
| 70.1968 | 0 | 0.093
| 67.7913 | 0 | 0.116
| 66.0419 | 0 | 0.11
| 57.9506 | 0 | 0.09
| 65.8232 | 0 | 0.079
| 109.9969 | 0.023 | 0.067
| 101.0309 | 0.187 | 0.045
| 36.9572 | 0.422 | 0.026
| 29.522 | 0.536 | 0.041
| 32.3649 | 0.584 | 0.05
| 27.3352 | 0.55 | 0.068
| 27.1165 | 0.462 | 0.066
| 27.3352 | 0.302 | 0.045
| 34.333 | 0.105 | 0.041
| 31.9275 | 0 | 0.053
| 27.9913 | 0 | 0.068
| 172.7585 | 0 | 0.082
| 59.7001 | 0 | 0.092
| 64.0737 | 0 | 0.1
| 48.9847 | 0 | 0.096
| 47.4539 | 0 | 0.086
| 45.4858 | 0 | 0.081
| 45.9231 | 0 | 0.085
| 40.6748 | 0 | 0.111
| 66.9166 | 0 | 0.146
| 75.8825 | 0 | 0.162
| 84.4111 | 0 | 0.156
| 64.0737 | 0 | 0.139
| 67.5726 | 0 | 0.112
| 45.9231 | 0.095 | 0.092
| 113.0584 | 0.336 | 0.056
| 45.9231 | 0.511 | 0.024
| 40.0187 | 0.61 | 0.012
| 31.2715 | 0.639 | 0.008
| 26.4605 | 0.606 | 0.005
| 25.8044 | 0.428 | 0.005
| 26.0231 | 0.22 | 0.012
| 30.6154 | 0.113 | 0.026
| 27.9913 | 0 | 0.038
| 29.0847 | 0 | 0.064
| 75.4452 | 0 | 0.082
| 63.6364 | 0 | 0.105
| 69.1034 | 0 | 0.127
| 78.9441 | 0 | 0.144
| 53.3583 | 0 | 0.157
| 52.921 | 0 | 0.163
| 34.9891 | 0 | 0.166
| 30.8341 | 0 | 0.157
| 29.9594 | 0 | 0.154
| 41.9869 | 0 | 0.155
| 49.6407 | 0 | 0.154
| 55.3265 | 0 | 0.155
| 49.2034 | 0 | 0.155
| 108.9035 | 0.083 | 0.14
| 137.5508 | 0.329 | 0.084
| 41.9869 | 0.515 | 0.041
| 38.9253 | 0.619 | 0.033
| 31.4902 | 0.653 | 0.029
| 33.677 | 0.62 | 0.026
| 48.9847 | 0.521 | 0.017
| 80.2562 | 0.353 | 0.023
| 36.7385 | 0.114 | 0.045
| 28.6473 | 0 | 0.063
| 30.3968 | 0 | 0.083
| 71.0715 | 0 | 0.1
| 92.9397 | 0 | 0.112
| 57.9506 | 0 | 0.124
| 46.3605 | 0 | 0.129
| 48.5473 | 0 | 0.123
| 36.5198 | 0 | 0.118
| 44.8297 | 0 | 0.118
| 33.2396 | 0 | 0.117
| 52.4836 | 0 | 0.118
| 36.7385 | 0 | 0.119
| 41.1122 | 0 | 0.118
| 50.2968 | 0 | 0.115
| 57.0759 | 0 | 0.106
| 182.8179 | 0.087 | 0.097
| 74.7891 | 0.341 | 0.062
| 42.6429 | 0.53 | 0.025
| 44.3924 | 0.631 | 0.011
| 47.4539 | 0.661 | 0.011
| 48.11 | 0.626 | 0.011
| 50.9528 | 0.523 | 0.015
| 38.9253 | 0.346 | 0.028
| 31.4902 | 0.101 | 0.058
| 147.3914 | 0 | 0.089
| 63.199 | 0 | 0.12
| 46.5792 | 0 | 0.139
| 58.8254 | 0 | 0.154
| 45.9231 | 0 | 0.168
| 48.11 | 0 | 0.174
| 50.2968 | 0 | 0.155
| 43.5177 | 0 | 0.146
| 27.5539 | 0 | 0.148
| 29.7407 | 0 | 0.153
| 41.5495 | 0 | 0.152
| 53.7957 | 0 | 0.15
| 54.8891 | 0 | 0.153
| 46.7979 | 0 | 0.158
| 55.3265 | 0 | 0.162
| 60.3561 | 0.074 | 0.158
| 135.8013 | 0.325 | 0.103
| 43.5177 | 0.517 | 0.049
| 31.2715 | 0.621 | 0.02
| 33.677 | 0.65 | 0.011
| 49.2034 | 0.623 | 0.009
| 30.1781 | 0.52 | 0.006
| 44.6111 | 0.346 | 0.012
| 35.2077 | 0.095 | 0.028
| 26.8978 | 0 | 0.042
| 28.866 | 0 | 0.061
| 108.9035 | 0 | 0.091
| 55.1078 | 0 | 0.125
| 54.0144 | 0 | 0.142
| 47.6726 | 0 | 0.154
| 42.8616 | 0 | 0.162
| 43.0803 | 0 | 0.175
| 35.6451 | 0 | 0.167
| 27.7726 | 0 | 0.166
| 30.1781 | 0 | 0.166
| 57.2946 | 0 | 0.167
| 50.2968 | 0 | 0.166
| 61.6682 | 0 | 0.165
| 50.5155 | 0 | 0.168
| 71.0715 | 0.08 | 0.159
| 145.4233 | 0.341 | 0.099
| 41.7682 | 0.534 | 0.054
| 45.2671 | 0.638 | 0.028
| 52.4836 | 0.667 | 0.024
| 40.6748 | 0.632 | 0.031
| 28.866 | 0.524 | 0.024
| 74.5704 | 0.342 | 0.045
| 459.4502 | 0.081 | 0.08
| 43.5177 | 0 | 0.1
| 29.0847 | 0 | 0.125
| 81.1309 | 0 | 0.17
| 52.2649 | 0 | 0.202
| 47.0166 | 0 | 0.213
| 52.2649 | 0 | 0.206
| 45.2671 | 0 | 0.201
| 41.5495 | 0 | 0.192
| 39.3627 | 0 | 0.173
| 34.7704 | 0 | 0.142
| 30.8341 | 0 | 0.118
| 27.1165 | 0 | 0.101
| 56.6386 | 0 | 0.087
| 54.2331 | 0 | 0.083
| 57.0759 | 0 | 0.08
| 62.543 | 0.061 | 0.086
| 107.5914 | 0.302 | 0.086
| 61.2309 | 0.496 | 0.051
| 56.8572 | 0.603 | 0.016
| 75.0078 | 0.633 | 0.004
| 53.577 | 0.615 | 0.001
| 46.3605 | 0.509 | 0.001
| 38.2693 | 0.331 | 0.001
| 27.1165 | 0.076 | 0.001
| 156.7948 | 0 | 0.002
| 132.0837 | 0 | 0.008
| 48.11 | 0 | 0.024
| 60.1375 | 0 | 0.035
| 47.8913 | 0 | 0.027
| 46.5792 | 0 | 0.021
| 48.5473 | 0 | 0.024
| 47.4539 | 0 | 0.035
| 47.4539 | 0 | 0.044
| 30.1781 | 0 | 0.045
| 53.1396 | 0 | 0.037
| 63.6364 | 0 | 0.027
| 58.6067 | 0 | 0.021
| 79.1628 | 0 | 0.019
| 56.2012 | 0 | 0.018
| 64.7298 | 0.065 | 0.016
| 146.0793 | 0.311 | 0.014
| 40.6748 | 0.501 | 0.008
| 79.3814 | 0.605 | 0.001
| 37.8319 | 0.638 | 0
| 74.7891 | 0.606 | 0
| 48.11 | 0.511 | 0
| 42.2056 | 0.344 | 0.001
| 26.0231 | 0.04 | 0.008
| 34.333 | 0 | 0.017
| 25.5858 | 0 | 0.022
| 30.8341 | 0 | 0.026
| 55.5451 | 0 | 0.027
| 54.8891 | 0 | 0.026
| 50.7341 | 0 | 0.026
| 50.0781 | 0 | 0.025
| 51.3902 | 0 | 0.023
| 73.9144 | 0 | 0.025
| 61.0122 | 0 | 0.037
| 29.7407 | 0 | 0.041
| 34.7704 | 0 | 0.033
| 27.9913 | 0 | 0.034
| 76.5386 | 0 | 0.034
| 72.821 | 0 | 0.035
| 77.1946 | 0.01 | 0.044
| 115.4639 | 0.086 | 0.049
| 44.3924 | 0.152 | 0.05
| 37.6132 | 0.18 | 0.037
| 35.8638 | 0.162 | 0.012
| 34.1143 | 0.123 | 0.003
| 30.6154 | 0.067 | 0.004
| 27.3352 | 0.034 | 0.02
| 137.5508 | 0.005 | 0.022
| 53.3583 | 0 | 0.015
| 40.6748 | 0 | 0.021
| 55.3265 | 0 | 0.049
| 55.7638 | 0 | 0.083
| 68.2287 | 0 | 0.096
| 52.7023 | 0 | 0.093
| 41.9869 | 0 | 0.073
| 29.3033 | 0 | 0.061
| 54.4517 | 0 | 0.066
| 59.9188 | 0 | 0.07
| 50.7341 | 0 | 0.071
| 50.7341 | 0 | 0.067
| 50.9528 | 0 | 0.073
| 46.3605 | 0 | 0.088
| 51.3902 | 0 | 0.134
| 95.7826 | 0 | 0.152
| 84.4111 | 0.009 | 0.158
| 61.2309 | 0.018 | 0.159
| 57.2946 | 0.029 | 0.187
| 40.8935 | 0.049 | 0.164
| 56.6386 | 0.061 | 0.138
| 44.6111 | 0.057 | 0.118
| 40.2374 | 0.033 | 0.1
| 40.2374 | 0.003 | 0.08
| 26.0231 | 0 | 0.069
| 32.5836 | 0 | 0.067
| 26.8978 | 0 | 0.08
| 66.9166 | 0 | 0.094
| 53.7957 | 0 | 0.102
| 52.2649 | 0 | 0.101
| 48.3286 | 0 | 0.098
| 97.532 | 0 | 0.083
| 64.7298 | 0 | 0.064
| 74.1331 | 0 | 0.065
| 64.2924 | 0 | 0.067
| 66.6979 | 0 | 0.077
| 80.6935 | 0 | 0.089
| 73.9144 | 0 | 0.096
| 77.1946 | 0 | 0.107
| 170.5717 | 0.002 | 0.115
| 157.4508 | 0.024 | 0.12
| 41.1122 | 0.054 | 0.127
| 49.8594 | 0.082 | 0.134
| 40.6748 | 0.118 | 0.171
| 69.9781 | 0.145 | 0.159
| 36.3012 | 0.132 | 0.193
| 29.9594 | 0.052 | 0.179
| 33.0209 | 0.002 | 0.185
| 31.7088 | 0 | 0.164
| 81.7869 | 0 | 0.146
| 51.1715 | 0 | 0.144
| 52.4836 | 0 | 0.149
| 49.8594 | 0 | 0.16
| 46.7979 | 0 | 0.207
| 52.4836 | 0 | 0.302
| 65.3858 | 0 | 0.37
| 69.5408 | 0 | 0.362
| 73.6957 | 0 | 0.374
| 65.8232 | 0 | 0.462
| 70.6342 | 0 | 0.519
| 59.4814 | 0 | 0.532
| 59.2627 | 0 | 0.56
| 78.5067 | 0 | 0.582
| 67.354 | 0.004 | 0.59
| 122.4617 | 0.07 | 0.543
| 45.2671 | 0.15 | 0.523
| 34.1143 | 0.19 | 0.545
| 30.3968 | 0.202 | 0.574
| 41.7682 | 0.184 | 0.582
| 31.7088 | 0.105 | 0.578
| 90.7529 | 0.038 | 0.54
| 279.9125 | 0 | 0.479
| 43.7363 | 0 | 0.383
| 28.4286 | 0 | 0.25
| 30.1781 | 0 | 0.168
| 93.3771 | 0 | 0.167
| 56.4199 | 0 | 0.167
| 71.7276 | 0 | 0.146
| 76.3199 | 0 | 0.214
| 70.8529 | 0 | 0.334
| 66.4792 | 0 | 0.419
| 57.9506 | 0 | 0.508
| 71.5089 | 0 | 0.586
| 51.3902 | 0 | 0.635
| 67.354 | 0 | 0.651
| 50.5155 | 0 | 0.678
| 74.7891 | 0 | 0.727
| 66.9166 | 0.002 | 0.712
| 114.5892 | 0.036 | 0.64
| 48.3286 | 0.054 | 0.46
| 32.3649 | 0.069 | 0.229
| 57.5133 | 0.058 | 0.124
| 41.5495 | 0.039 | 0.02
| 35.4264 | 0.02 | 0.012
| 26.2418 | 0.011 | 0.021
| 28.6473 | 0 | 0.038
| 37.6132 | 0 | 0.054
| 26.8978 | 0 | 0.051
| 86.1606 | 0 | 0.045
| 103.8738 | 0 | 0.037
| 136.8947 | 0 | 0.03
| 46.1418 | 0 | 0.03
| 66.6979 | 0 | 0.035
| 59.7001 | 0 | 0.042
| 57.732 | 0 | 0.044
| 57.5133 | 0 | 0.048
| 61.4495 | 0 | 0.051
| 69.9781 | 0 | 0.057
| 59.4814 | 0 | 0.057
| 65.6045 | 0 | 0.063
| 68.01 | 0 | 0.067
| 92.2837 | 0 | 0.065
| 111.965 | 0.009 | 0.055
| 35.8638 | 0.023 | 0.046
| 40.2374 | 0.048 | 0.032
| 43.955 | 0.062 | 0.034
| 31.7088 | 0.045 | 0.039
| 28.866 | 0.027 | 0.042
| 29.522 | 0.008 | 0.049
| 26.2418 | 0 | 0.082
| 43.0803 | 0 | 0.111
| 45.0484 | 0 | 0.131
| 107.3727 | 0 | 0.142
| 59.9188 | 0 | 0.187
| 45.0484 | 0 | 0.233
| 57.2946 | 0 | 0.3
| 45.4858 | 0 | 0.472
| 47.2352 | 0 | 0.618
| 47.2352 | 0 | 0.597
| 72.6023 | 0 | 0.444
| 63.199 | 0 | 0.293
| 64.5111 | 0 | 0.278
| 59.0441 | 0 | 0.361
| 69.7595 | 0 | 0.4
| 69.7595 | 0 | 0.341
| 73.2584 | 0 | 0.358
| 118.5255 | 0.005 | 0.245
| 63.4177 | 0.015 | 0.164
| 46.1418 | 0.031 | 0.136
| 43.7363 | 0.046 | 0.119
| 68.2287 | 0.054 | 0.112
| 28.2099 | 0.053 | 0.095
| 27.3352 | 0.023 | 0.073
| 34.333 | 0 | 0.068
| 26.0231 | 0 | 0.059
| 36.0825 | 0 | 0.05
| 52.921 | 0 | 0.054
| 70.8529 | 0 | 0.085
| 52.0462 | 0 | 0.102
| 50.5155 | 0 | 0.111
| 43.299 | 0 | 0.119
| 43.299 | 0 | 0.144
| 55.7638 | 0 | 0.186
| 60.3561 | 0 | 0.323
| 52.2649 | 0 | 0.488
| 63.855 | 0 | 0.504
| 54.8891 | 0 | 0.535
| 64.0737 | 0 | 0.55
| 80.9122 | 0 | 0.498
| 99.9375 | 0 | 0.442
| 115.0266 | 0.006 | 0.388
| 77.4133 | 0.018 | 0.323
| 67.1353 | 0.031 | 0.216
| 71.5089 | 0.036 | 0.109
| 88.3474 | 0.019 | 0.035
| 83.9738 | 0.012 | 0.004
| 76.3199 | 0.005 | 0.001
| 68.4474 | 0 | 0
| 122.4617 | 0 | 0
| 151.3277 | 0 | 0
| 70.1968 | 0 | 0
| 88.1287 | 0 | 0
| 74.5704 | 0 | 0
| 75.4452 | 0 | 0
| 85.7232 | 0 | 0
| 74.7891 | 0 | 0
| 70.1968 | 0 | 0.001
| 90.0968 | 0 | 0.001
| 74.7891 | 0 | 0.004
| 71.7276 | 0 | 0.013
| 74.1331 | 0 | 0.024
| 89.4408 | 0 | 0.019
| 92.9397 | 0 | 0.023
| 78.7254 | 0 | 0.01
| 120.2749 | 0.013 | 0.014
| 47.0166 | 0.03 | 0.018
| 48.766 | 0.045 | 0.01
| 26.2418 | 0.049 | 0.008
| 31.0528 | 0.041 | 0.012
| 37.6132 | 0.024 | 0.017
| 33.0209 | 0.01 | 0.019
| 41.7682 | 0 | 0.02
| 31.0528 | 0 | 0.025
| 44.3924 | 0 | 0.031
| 108.0287 | 0 | 0.033
| 70.1968 | 0 | 0.029
| 71.5089 | 0 | 0.021
| 69.1034 | 0 | 0.021
| 85.2858 | 0 | 0.026
| 67.354 | 0 | 0.027
| 61.6682 | 0 | 0.036
| 54.4517 | 0 | 0.045
| 54.8891 | 0 | 0.046
| 58.388 | 0 | 0.049
| 63.4177 | 0 | 0.054
| 58.1693 | 0 | 0.062
| 71.5089 | 0 | 0.076
| 143.4552 | 0 | 0.085
| 94.9078 | 0.012 | 0.103
| 99.5002 | 0.033 | 0.084
| 68.666 | 0.073 | 0.074
| 44.1737 | 0.105 | 0.073
| 36.7385 | 0.065 | 0.074
| 66.6979 | 0.03 | 0.094
| 104.3112 | 0.009 | 0.128
| 54.6704 | 0 | 0.184
| 33.4583 | 0 | 0.233
| 25.5858 | 0 | 0.265
| 46.3605 | 0 | 0.26
| 58.1693 | 0 | 0.235
| 63.4177 | 0 | 0.217
| 52.921 | 0 | 0.167
| 46.1418 | 0 | 0.16
| 36.9572 | 0 | 0.224
| 26.6792 | 0 | 0.233
| 29.3033 | 0 | 0.245
| 50.9528 | 0 | 0.237
| 73.0397 | 0 | 0.201
| 64.9485 | 0 | 0.135
| 59.9188 | 0 | 0.082
| 103.2177 | 0 | 0.032
| 77.8507 | 0 | 0.006
| 113.9332 | 0.008 | 0.001
| 47.8913 | 0.027 | 0
| 34.333 | 0.042 | 0
| 77.632 | 0.046 | 0
| 37.6132 | 0.041 | 0.001
| 40.4561 | 0.032 | 0.001
| 26.6792 | 0.025 | 0.005
| 35.2077 | 0.001 | 0.019
| 67.1353 | 0 | 0.017
| 110.2156 | 0 | 0.014
| 52.921 | 0 | 0.014
| 50.0781 | 0 | 0.018
| 53.3583 | 0 | 0.018
| 51.6089 | 0 | 0.026
| 49.4221 | 0 | 0.035
| 56.2012 | 0 | 0.044
| 50.0781 | 0 | 0.048
| 55.9825 | 0 | 0.052
| 57.5133 | 0 | 0.064
| 56.8572 | 0 | 0.071
| 59.9188 | 0 | 0.079
| 72.821 | 0 | 0.085
| 58.388 | 0 | 0.113
| 89.8782 | 0.011 | 0.134
| 140.6123 | 0.171 | 0.178
| 50.9528 | 0.383 | 0.211
| 41.5495 | 0.505 | 0.248
| 325.3983 | 0.548 | 0.286
| 237.4883 | 0.523 | 0.28
| 28.6473 | 0.409 | 0.28
| 52.2649 | 0.202 | 0.341
| 41.9869 | 0.01 | 0.441
| 31.2715 | 0 | 0.552
| 136.2387 | 0 | 0.642
| 71.9463 | 0 | 0.698
| 60.1375 | 0 | 0.722
| 61.8869 | 0 | 0.69
| 62.543 | 0 | 0.63
| 56.6386 | 0 | 0.538
| 78.288 | 0 | 0.466
| 68.4474 | 0 | 0.379
| 64.9485 | 0 | 0.308
| 70.6342 | 0 | 0.267
| 69.1034 | 0 | 0.207
| 61.4495 | 0 | 0.181
| 66.6979 | 0 | 0.159
| 79.6001 | 0 | 0.135
| 88.7848 | 0.026 | 0.119
| 142.3618 | 0.264 | 0.089
| 75.6639 | 0.485 | 0.058
| 64.7298 | 0.604 | 0.03
| 27.5539 | 0.639 | 0.016
| 90.7529 | 0.596 | 0.009
| 41.7682 | 0.476 | 0.005
| 27.5539 | 0.272 | 0.006
| 36.3012 | 0.006 | 0.005
| 28.4286 | 0 | 0.004
| 31.2715 | 0 | 0.003
| 45.7045 | 0 | 0.004
| 98.1881 | 0 | 0.005
| 55.3265 | 0 | 0.005
| 62.9803 | 0 | 0.004
| 77.1946 | 0 | 0.003
| 71.0715 | 0 | 0.003
| 71.0715 | 0 | 0.003
| 61.0122 | 0 | 0.005
| 69.9781 | 0 | 0.009
| 73.2584 | 0 | 0.013
| 70.6342 | 0 | 0.017
| 80.9122 | 0 | 0.021
| 101.2496 | 0 | 0.022
| 74.7891 | 0.006 | 0.021
| 119.8375 | 0.113 | 0.022
| 71.2902 | 0.205 | 0.021
| 39.3627 | 0.119 | 0.019
| 45.7045 | 0.094 | 0.018
| 53.3583 | 0.08 | 0.015
| 50.5155 | 0.054 | 0.015
| 52.7023 | 0.019 | 0.016
| 158.1068 | 0 | 0.022
| 46.3605 | 0 | 0.025
| 26.6792 | 0 | 0.027
| 29.0847 | 0 | 0.027
| 123.3365 | 0 | 0.03
| 52.7023 | 0 | 0.032
| 77.632 | 0 | 0.034
| 83.5364 | 0 | 0.037
| 76.5386 | 0 | 0.051
| 71.0715 | 0 | 0.071
| 81.5683 | 0 | 0.09
| 94.2518 | 0 | 0.086
| 87.91 | 0 | 0.079
| 89.0034 | 0 | 0.073
| 86.3793 | 0 | 0.085
| 96.876 | 0 | 0.068
| 91.4089 | 0 | 0.053
| 172.1025 | 0.009 | 0.045
| 73.0397 | 0.035 | 0.031
| 58.6067 | 0.05 | 0.025
| 130.7716 | 0.065 | 0.018
| 43.0803 | 0.056 | 0.012
| 37.6132 | 0.043 | 0.009
| 31.9275 | 0.018 | 0.008
| 28.2099 | 0 | 0.011
| 30.1781 | 0 | 0.014
| 70.8529 | 0 | 0.018
| 47.2352 | 0 | 0.021
| 54.4517 | 0 | 0.027
| 45.2671 | 0 | 0.031
| 45.7045 | 0 | 0.03
| 71.5089 | 0 | 0.033
| 62.543 | 0 | 0.037
| 60.7935 | 0 | 0.033
| 58.388 | 0 | 0.03
| 70.4155 | 0 | 0.027
| 58.388 | 0 | 0.026
| 59.9188 | 0 | 0.029
| 56.6386 | 0 | 0.033
| 82.2243 | 0 | 0.033
| 109.3408 | 0.002 | 0.03
| 129.2409 | 0.111 | 0.025
| 66.2605 | 0.277 | 0.017
| 65.8232 | 0.398 | 0.003
| 55.7638 | 0.436 | 0
| 65.3858 | 0.413 | 0
| 297.6257 | 0.302 | 0.003
| 143.6739 | 0.146 | 0.016
| 50.9528 | 0.003 | 0.036
| 45.4858 | 0 | 0.045
| 41.5495 | 0 | 0.048
| 54.4517 | 0 | 0.059
| 62.1056 | 0 | 0.072
| 134.7079 | 0 | 0.079
| 83.3177 | 0 | 0.068
| 78.288 | 0 | 0.046
| 61.2309 | 0 | 0.034
| 68.01 | 0 | 0.034
| 69.1034 | 0 | 0.041
| 68.2287 | 0 | 0.04
| 59.9188 | 0 | 0.034
| 63.4177 | 0 | 0.028
| 68.8847 | 0 | 0.025
| 59.2627 | 0 | 0.02
| 90.7529 | 0.004 | 0.015
| 115.4639 | 0.116 | 0.012
| 59.4814 | 0.279 | 0.008
| 42.8616 | 0.412 | 0.004
| 45.4858 | 0.457 | 0.002
| 50.5155 | 0.376 | 0.002
| 48.5473 | 0.186 | 0.004
| 39.144 | 0.056 | 0.004
| 31.7088 | 0 | 0.004
| 33.677 | 0 | 0.004
| 26.4605 | 0 | 0.002
| 41.7682 | 0 | 0.001
| 101.687 | 0 | 0.001
| 179.975 | 0 | 0.001
| 79.3814 | 0 | 0.001
| 78.9441 | 0 | 0.002
| 82.0056 | 0 | 0.005
| 71.7276 | 0 | 0.01
| 76.3199 | 0 | 0.02
| 77.1946 | 0 | 0.03
| 71.7276 | 0 | 0.035
| 72.3836 | 0 | 0.037
| 74.1331 | 0 | 0.036
| 73.9144 | 0 | 0.036
| 106.9353 | 0.001 | 0.035
| 125.0859 | 0.062 | 0.038
| 66.0419 | 0.155 | 0.042
| 50.9528 | 0.232 | 0.038
| 27.7726 | 0.296 | 0.031
| 53.1396 | 0.288 | 0.028
| 49.2034 | 0.167 | 0.031
| 68.2287 | 0.061 | 0.038
| 62.7616 | 0 | 0.043
| 67.354 | 0 | 0.048
| 109.5595 | 0 | 0.054
| 79.6001 | 0 | 0.064
| 73.6957 | 0 | 0.07
| 81.1309 | 0 | 0.084
| 87.6913 | 0 | 0.086
| 80.4749 | 0 | 0.109
| 88.3474 | 0 | 0.141
| 71.0715 | 0 | 0.157
| 67.7913 | 0 | 0.17
| 70.1968 | 0 | 0.181
| 69.3221 | 0 | 0.195
| 72.6023 | 0 | 0.211
| 68.8847 | 0 | 0.196
| 77.1946 | 0 | 0.201
| 96.6573 | 0 | 0.21
| 132.3024 | 0.033 | 0.244
| 65.6045 | 0.079 | 0.311
| 54.4517 | 0.112 | 0.327
| 68.666 | 0.089 | 0.311
| 43.0803 | 0.057 | 0.337
| 80.0375 | 0.022 | 0.356
| 83.9738 | 0.006 | 0.352
| 46.5792 | 0 | 0.284
| 45.7045 | 0 | 0.275
| 74.3518 | 0 | 0.261
| 99.0628 | 0 | 0.333
| 75.6639 | 0 | 0.506
| 74.1331 | 0 | 0.501
| 76.3199 | 0 | 0.505
| 89.2221 | 0 | 0.504
| 73.477 | 0 | 0.494
| 69.9781 | 0 | 0.411
| 32.8023 | 0 | 0.287
| 56.6386 | 0 | 0.188
| 56.4199 | 0 | 0.123
| 64.0737 | 0 | 0.126
| 54.0144 | 0 | 0.101
| 80.9122 | 0 | 0.07
| 58.388 | 0 | 0.046
| 129.2409 | 0.004 | 0.029
| 68.4474 | 0.021 | 0.025
| 134.7079 | 0.055 | 0.02
| 49.8594 | 0.07 | 0.018
| 43.0803 | 0.06 | 0.019
| 34.7704 | 0.037 | 0.026
| 26.6792 | 0.014 | 0.039
| 64.9485 | 0 | 0.054
| 46.1418 | 0 | 0.063
| 43.955 | 0 | 0.07
| 91.4089 | 0 | 0.095
| 62.1056 | 0 | 0.128
| 80.4749 | 0 | 0.143
| 94.4705 | 0 | 0.178
| 69.7595 | 0 | 0.217
| 61.0122 | 0 | 0.316
| 61.0122 | 0 | 0.34
| 55.7638 | 0 | 0.358
| 66.9166 | 0 | 0.396
| 66.9166 | 0 | 0.413
| 54.6704 | 0 | 0.428
| 66.4792 | 0 | 0.455
| 72.3836 | 0 | 0.481
| 101.4683 | 0 | 0.52
| 135.364 | 0.043 | 0.56
| 68.8847 | 0.114 | 0.584
| 107.5914 | 0.126 | 0.638
| 134.2705 | 0.101 | 0.652
| 41.7682 | 0.095 | 0.663
| 70.6342 | 0.079 | 0.692
| 40.8935 | 0.026 | 0.738
| 34.1143 | 0 | 0.79
| 72.3836 | 0 | 0.816
| 83.5364 | 0 | 0.824
| 247.7663 | 0 | 0.849
| 493.3458 | 0 | 0.876
| 76.5386 | 0 | 0.876
| 95.5639 | 0 | 0.858
| 109.3408 | 0 | 0.811
| 84.1924 | 0 | 0.792
| 68.01 | 0 | 0.781
| 64.0737 | 0 | 0.753
| 71.7276 | 0 | 0.737
| 67.354 | 0 | 0.743
| 65.8232 | 0 | 0.759
| 69.7595 | 0 | 0.807
| 95.5639 | 0 | 0.865
| 77.632 | 0 | 0.92
| 130.9903 | 0.013 | 0.963
| 64.2924 | 0.028 | 0.982
| 73.6957 | 0.031 | 0.99
| 30.1781 | 0.032 | 0.991
| 26.0231 | 0.029 | 0.969
| 62.9803 | 0.029 | 0.941
| 48.11 | 0.015 | 0.89
| 44.1737 | 0 | 0.739
| 33.8957 | 0 | 0.675
| 53.3583 | 0 | 0.415
| 72.821 | 0 | 0.41
| 48.3286 | 0 | 0.347
| 43.299 | 0 | 0.407
| 49.6407 | 0 | 0.656
| 76.5386 | 0 | 0.882
| 61.2309 | 0 | 0.957
| 62.7616 | 0 | 0.935
| 70.1968 | 0 | 0.916
| 72.165 | 0 | 0.89
| 71.2902 | 0 | 0.909
| 67.7913 | 0 | 0.931
| 60.5748 | 0 | 0.922
| 69.3221 | 0 | 0.896
| 83.7551 | 0 | 0.933
| 130.9903 | 0.027 | 0.943
| 101.9057 | 0.103 | 0.952
| 139.7376 | 0.105 | 0.936
| 61.4495 | 0.058 | 0.93
| 134.7079 | 0.032 | 0.94
| 61.8869 | 0.013 | 0.943
| 83.5364 | 0.001 | 0.905
| 73.9144 | 0 | 0.829
| 76.3199 | 0 | 0.64
| 82.6617 | 0 | 0.391
| 142.5804 | 0 | 0.244
| 89.0034 | 0 | 0.204
| 81.5683 | 0 | 0.271
| 84.1924 | 0 | 0.372
| 84.8485 | 0 | 0.414
| 74.7891 | 0 | 0.484
| 89.0034 | 0 | 0.569
| 79.8188 | 0 | 0.724
| 75.4452 | 0 | 0.891
| 52.921 | 0 | 0.918
| 73.0397 | 0 | 0.873
| 66.2605 | 0 | 0.772
| 100.8122 | 0 | 0.752
| 114.5892 | 0 | 0.718
| 149.3596 | 0.008 | 0.66
| 83.3177 | 0.029 | 0.625
| 57.2946 | 0.064 | 0.652
| 47.2352 | 0.071 | 0.734
| 47.8913 | 0.059 | 0.718
| 31.4902 | 0.031 | 0.571
| 28.2099 | 0.009 | 0.42
| 34.9891 | 0 | 0.333
| 53.7957 | 0 | 0.248
| 72.6023 | 0 | 0.196
| 72.165 | 0 | 0.138
| 90.0968 | 0 | 0.096
| 91.6276 | 0 | 0.087
| 121.3683 | 0 | 0.096
| 109.1222 | 0 | 0.125
| 92.065 | 0 | 0.151
| 76.1012 | 0 | 0.161
| 92.9397 | 0 | 0.179
| 85.2858 | 0 | 0.196
| 88.5661 | 0 | 0.232
| 80.9122 | 0 | 0.248
| 78.9441 | 0 | 0.186
| 84.8485 | 0 | 0.126
| 99.0628 | 0 | 0.074
| 143.2365 | 0.031 | 0.035
| 78.9441 | 0.102 | 0.013
| 60.3561 | 0.143 | 0.006
| 36.5198 | 0.124 | 0.003
| 59.7001 | 0.071 | 0.006
| 71.9463 | 0.026 | 0.037
| 54.6704 | 0.004 | 0.035
| 58.8254 | 0 | 0.021
| 38.0506 | 0 | 0.014
| 38.2693 | 0 | 0.011
| 76.1012 | 0 | 0.014
| 102.5617 | 0 | 0.017
| 88.3474 | 0 | 0.018
| 97.7507 | 0 | 0.017
| 90.7529 | 0 | 0.014
| 99.7188 | 0 | 0.013
| 95.3452 | 0 | 0.013
| 94.2518 | 0 | 0.019
| 102.343 | 0 | 0.018
| 68.8847 | 0 | 0.019
| 80.2562 | 0 | 0.021
| 88.5661 | 0 | 0.014
| 103.2177 | 0 | 0.009
| 144.1112 | 0 | 0.006
| 160.731 | 0.004 | 0.006
| 100.8122 | 0.028 | 0.011
| 78.0694 | 0.059 | 0.02
| 61.2309 | 0.083 | 0.022
| 26.2418 | 0.082 | 0.021
| 87.91 | 0.055 | 0.017
| 563.1053 | 0.019 | 0.011
| 48.5473 | 0 | 0.008
| 39.5814 | 0 | 0.01
| 76.7573 | 0 | 0.011
| 76.3199 | 0 | 0.012
| 84.1924 | 0 | 0.018
| 89.0034 | 0 | 0.022
| 87.91 | 0 | 0.025
| 99.2815 | 0 | 0.027
| 62.3243 | 0 | 0.031
| 78.9441 | 0 | 0.026
| 94.4705 | 0 | 0.02
| 92.721 | 0 | 0.021
| 91.4089 | 0 | 0.035
| 96.2199 | 0 | 0.043
| 101.9057 | 0 | 0.063
| 109.5595 | 0 | 0.1
| 147.1728 | 0 | 0.101
| 163.1365 | 0.105 | 0.096
| 248.8597 | 0.252 | 0.065
| 88.5661 | 0.327 | 0.045
| 54.2331 | 0.284 | 0.042
| 144.7673 | 0.211 | 0.046
| 35.4264 | 0.131 | 0.063
| 27.5539 | 0.047 | 0.099
| 60.7935 | 0 | 0.118
| 72.3836 | 0 | 0.119
| 62.543 | 0 | 0.123
| 98.6254 | 0 | 0.131
| 86.3793 | 0 | 0.133
| 76.5386 | 0 | 0.144
| 84.8485 | 0 | 0.156
| 61.6682 | 0 | 0.182
| 71.5089 | 0 | 0.22
| 71.5089 | 0 | 0.232
| 72.821 | 0 | 0.223
| 66.9166 | 0 | 0.193
| 68.2287 | 0 | 0.172
| 66.0419 | 0 | 0.162
| 62.543 | 0 | 0.163
| 75.2265 | 0 | 0.171
| 90.3155 | 0 | 0.178
| 98.1881 | 0.04 | 0.172
| 74.1331 | 0.122 | 0.157
| 204.4674 | 0.166 | 0.179
| 53.3583 | 0.132 | 0.205
| 90.0968 | 0.08 | 0.233
| 161.6058 | 0.053 | 0.255
| 63.4177 | 0.022 | 0.279
| 62.3243 | 0 | 0.3
| 84.4111 | 0 | 0.287
| 85.2858 | 0 | 0.27
| 119.4002 | 0 | 0.27
| 95.1265 | 0 | 0.277
| 83.3177 | 0 | 0.294
| 79.1628 | 0 | 0.311
| 78.7254 | 0 | 0.348
| 67.354 | 0 | 0.404
| 68.01 | 0 | 0.42
| 66.9166 | 0 | 0.412
| 68.666 | 0 | 0.397
| 69.3221 | 0 | 0.395
| 71.5089 | 0 | 0.391
| 65.6045 | 0 | 0.371
| 96.0013 | 0 | 0.394
| 95.5639 | 0 | 0.444
| 138.2068 | 0.121 | 0.498
| 100.5936 | 0.272 | 0.532
| 84.1924 | 0.279 | 0.591
| 100.1562 | 0.281 | 0.705
| 73.2584 | 0.152 | 0.715
| 115.6826 | 0.061 | 0.639
| 99.7188 | 0.026 | 0.513
| 55.1078 | 0 | 0.437
| 29.9594 | 0 | 0.329
| 54.2331 | 0 | 0.243
| 77.8507 | 0 | 0.249
| 78.5067 | 0 | 0.243
| 79.6001 | 0 | 0.251
| 71.9463 | 0 | 0.309
| 42.2056 | 0 | 0.43
| 62.7616 | 0 | 0.414
| 66.6979 | 0 | 0.372
| 62.9803 | 0 | 0.337
| 62.1056 | 0 | 0.315
| 68.4474 | 0 | 0.315
| 62.543 | 0 | 0.302
| 61.4495 | 0 | 0.286
| 83.9738 | 0 | 0.288
| 91.8463 | 0 | 0.283
| 113.4958 | 0.013 | 0.259
| 76.1012 | 0.056 | 0.228
| 68.4474 | 0.094 | 0.185
| 58.388 | 0.108 | 0.153
| 66.0419 | 0.092 | 0.125
| 63.4177 | 0.054 | 0.119
| 408.2787 | 0.014 | 0.126
| 122.2431 | 0 | 0.121
| 107.8101 | 0 | 0.112
| 347.4852 | 0 | 0.108
| 503.4052 | 0 | 0.106
| 279.4752 | 0 | 0.107
| 85.2858 | 0 | 0.111
| 88.5661 | 0 | 0.118
| 82.8804 | 0 | 0.094
| 75.2265 | 0 | 0.054
| 74.7891 | 0 | 0.032
| 65.3858 | 0 | 0.019
| 41.5495 | 0 | 0.006
| 64.5111 | 0 | 0.002
| 77.1946 | 0 | 0
| 72.3836 | 0 | 0
| 76.5386 | 0 | 0.001
| 88.3474 | 0 | 0.001
| 113.4958 | 0.018 | 0.001
| 78.5067 | 0.054 | 0.001
| 135.5826 | 0.079 | 0.001
| 134.0519 | 0.085 | 0.001
| 48.3286 | 0.077 | 0.001
| 95.5639 | 0.047 | 0.002
| 44.1737 | 0.016 | 0.007
| 57.9506 | 0 | 0.009
| 33.4583 | 0 | 0.015
| 51.1715 | 0 | 0.022
| 93.5958 | 0 | 0.036
| 80.4749 | 0 | 0.049
| 72.6023 | 0 | 0.056
| 79.1628 | 0 | 0.074
| 75.0078 | 0 | 0.111
| 67.354 | 0 | 0.155
| 65.1671 | 0 | 0.167
| 63.6364 | 0 | 0.191
| 75.8825 | 0 | 0.243
| 68.666 | 0 | 0.305
| 60.5748 | 0 | 0.398
| 69.1034 | 0 | 0.5
| 134.7079 | 0 | 0.627
| 95.1265 | 0 | 0.728
| 132.0837 | 0.018 | 0.839
| 97.9694 | 0.042 | 0.862
| 162.2618 | 0.033 | 0.911
| 56.8572 | 0.081 | 0.909
| 84.1924 | 0.125 | 0.893
| 61.4495 | 0.074 | 0.87
| 45.7045 | 0.016 | 0.815
| 46.7979 | 0 | 0.739
| 43.955 | 0 | 0.714
| 49.2034 | 0 | 0.618
| 60.7935 | 0 | 0.489
| 169.9157 | 0 | 0.382
| 78.9441 | 0 | 0.31
| 95.5639 | 0 | 0.26
| 68.2287 | 0 | 0.248
| 84.8485 | 0 | 0.239
| 78.7254 | 0 | 0.245
| 76.5386 | 0 | 0.246
| 69.1034 | 0 | 0.241
| 64.5111 | 0 | 0.196
| 58.6067 | 0 | 0.196
| 65.8232 | 0 | 0.231
| 87.254 | 0 | 0.284
| 120.4936 | 0 | 0.355
| 95.5639 | 0.02 | 0.397
| 66.9166 | 0.036 | 0.462
| 59.4814 | 0.034 | 0.539
| 63.6364 | 0.034 | 0.533
| 47.0166 | 0.032 | 0.448
| 45.7045 | 0.02 | 0.421
| 31.7088 | 0.003 | 0.328
| 43.299 | 0 | 0.207
| 39.5814 | 0 | 0.168
| 51.3902 | 0 | 0.208
| 81.3496 | 0 | 0.296
| 78.7254 | 0 | 0.392
| 83.7551 | 0 | 0.473
| 93.8144 | 0 | 0.56
| 79.6001 | 0 | 0.675
| 72.821 | 0 | 0.772
| 92.2837 | 0 | 0.812
| 86.8166 | 0 | 0.86
| 84.1924 | 0 | 0.919
| 81.3496 | 0 | 0.94
| 74.7891 | 0 | 0.934
| 75.6639 | 0 | 0.908
| 80.0375 | 0 | 0.806
| 105.1859 | 0 | 0.663
| 118.3068 | 0.003 | 0.56
| 144.1112 | 0.012 | 0.465
| 59.4814 | 0.026 | 0.552
| 60.5748 | 0.033 | 0.69
| 53.1396 | 0.024 | 0.741
| 51.6089 | 0.019 | 0.472
| 56.8572 | 0.005 | 0.223
| 305.717 | 0 | 0.103
| 68.4474 | 0 | 0.084
| 80.0375 | 0 | 0.088
| 75.2265 | 0 | 0.08
| 70.8529 | 0 | 0.083
| 81.1309 | 0 | 0.085
| 75.2265 | 0 | 0.1
| 88.7848 | 0 | 0.119
| 67.7913 | 0 | 0.125
| 67.7913 | 0 | 0.121
| 76.3199 | 0 | 0.112
| 75.0078 | 0 | 0.112
| 70.4155 | 0 | 0.079
| 66.2605 | 0 | 0.056
| 70.6342 | 0 | 0.037
| 92.721 | 0 | 0.051
| 96.876 | 0 | 0.117
| 142.3618 | 0.001 | 0.206
| 74.3518 | 0.007 | 0.251
| 62.9803 | 0.011 | 0.255
| 55.5451 | 0.016 | 0.25
| 33.4583 | 0.013 | 0.235
| 32.8023 | 0.01 | 0.293
| 34.333 | 0.001 | 0.341
| 30.3968 | 0 | 0.285
| 121.1496 | 0 | 0.248
| 75.2265 | 0 | 0.208
| 62.3243 | 0 | 0.163
| 78.9441 | 0 | 0.135
| 80.2562 | 0 | 0.118
| 87.0353 | 0 | 0.102
| 115.9013 | 0 | 0.087
| 91.8463 | 0 | 0.087
| 78.7254 | 0 | 0.086
| 80.9122 | 0 | 0.083
| 82.443 | 0 | 0.087
| 79.1628 | 0 | 0.088
| 74.1331 | 0 | 0.082
| 75.4452 | 0 | 0.045
| 114.3705 | 0 | 0.016
| 99.7188 | 0 | 0.003
| 141.2684 | 0.012 | 0
| 80.4749 | 0.043 | 0
| 81.3496 | 0.065 | 0
| 75.0078 | 0.066 | 0
| 110.2156 | 0.038 | 0.001
| 68.666 | 0.019 | 0.011
| 40.0187 | 0.008 | 0.029
| 167.7288 | 0 | 0.038
| 142.5804 | 0 | 0.042
| 84.4111 | 0 | 0.034
| 92.721 | 0 | 0.068
| 94.4705 | 0 | 0.121
| 87.0353 | 0 | 0.14
| 88.1287 | 0 | 0.22
| 101.9057 | 0 | 0.511
| 89.2221 | 0 | 0.666
| 100.3749 | 0 | 0.804
| 83.9738 | 0 | 0.824
| 85.7232 | 0 | 0.803
| 95.7826 | 0 | 0.731
| 92.9397 | 0 | 0.687
| 73.0397 | 0 | 0.574
| 86.1606 | 0 | 0.431
| 106.7167 | 0 | 0.413
| 130.7716 | 0.001 | 0.459
| 87.0353 | 0.011 | 0.519
| 66.4792 | 0.021 | 0.578
| 59.7001 | 0.036 | 0.606
| 100.3749 | 0.039 | 0.583
| 67.7913 | 0.028 | 0.532
| 52.4836 | 0.007 | 0.481
| 52.7023 | 0 | 0.428
| 73.2584 | 0 | 0.38
| 61.2309 | 0 | 0.349
| 134.4892 | 0 | 0.338
| 84.8485 | 0 | 0.327
| 85.2858 | 0 | 0.313
| 76.3199 | 0 | 0.3
| 66.0419 | 0 | 0.278
| 60.7935 | 0 | 0.218
| 67.7913 | 0 | 0.164
| 67.1353 | 0 | 0.12
| 68.2287 | 0 | 0.091
| 72.3836 | 0 | 0.062
| 69.9781 | 0 | 0.046
| 65.1671 | 0 | 0.048
| 122.4617 | 0 | 0.043
| 98.8441 | 0 | 0.041
| 143.2365 | 0.004 | 0.045
| 71.0715 | 0.019 | 0.049
| 82.443 | 0.039 | 0.054
| 76.3199 | 0.063 | 0.087
| 39.3627 | 0.075 | 0.12
| 46.1418 | 0.058 | 0.151
| 43.299 | 0.019 | 0.135
| 70.8529 | 0 | 0.123
| 77.8507 | 0 | 0.093
| 115.6826 | 0 | 0.074
| 76.9759 | 0 | 0.061
| 74.3518 | 0 | 0.039
| 91.4089 | 0 | 0.022
| 91.8463 | 0 | 0.013
| 73.6957 | 0 | 0.009
| 82.443 | 0 | 0.007
| 66.0419 | 0 | 0.008
| 73.0397 | 0 | 0.005
| 78.0694 | 0 | 0.002
| 65.6045 | 0 | 0.001
| 75.8825 | 0 | 0
| 69.9781 | 0 | 0
| 80.4749 | 0 | 0
| 109.1222 | 0 | 0.002
| 134.0519 | 0.036 | 0.006
| 64.5111 | 0.103 | 0.011
| 66.0419 | 0.154 | 0.011
| 54.4517 | 0.128 | 0.009
| 64.7298 | 0.079 | 0.008
| 70.1968 | 0.045 | 0.009
| 55.7638 | 0.013 | 0.012
| 76.9759 | 0 | 0.016
| 133.1771 | 0 | 0.018
| 454.2018 | 0 | 0.016
| 97.532 | 0 | 0.015
| 81.5683 | 0 | 0.011
| 85.9419 | 0 | 0.008
| 78.9441 | 0 | 0.008
| 91.8463 | 0 | 0.007
| 80.6935 | 0 | 0.006
| 68.01 | 0 | 0.006
| 70.1968 | 0 | 0.004
| 73.0397 | 0 | 0.002
| 75.8825 | 0 | 0.003
| 68.01 | 0 | 0.004
| 65.8232 | 0 | 0.006
| 61.4495 | 0 | 0.009
| 70.1968 | 0 | 0.008
| 159.2002 | 0.014 | 0.009
| 76.7573 | 0.046 | 0.015
| 66.0419 | 0.063 | 0.019
| 102.5617 | 0.049 | 0.018
| 408.716 | 0.07 | 0.019
| 117.8694 | 0.022 | 0.025
| 131.6464 | 0.003 | 0.042
| 228.741 | 0 | 0.074
| 32.5836 | 0 | 0.076
| 61.4495 | 0 | 0.088
| 193.3146 | 0 | 0.077
| 334.3643 | 0 | 0.069
| 79.6001 | 0 | 0.069
| 98.8441 | 0 | 0.069
| 78.0694 | 0 | 0.079
| 84.8485 | 0 | 0.084
| 74.5704 | 0 | 0.113
| 74.7891 | 0 | 0.153
| 73.9144 | 0 | 0.159
| 81.7869 | 0 | 0.243
| 69.9781 | 0 | 0.173
| 71.9463 | 0 | 0.135
| 80.6935 | 0 | 0.102
| 100.1562 | 0 | 0.063
| 133.6145 | 0.005 | 0.029
| 96.876 | 0.024 | 0.018
| 93.1584 | 0.057 | 0.032
| 85.9419 | 0.087 | 0.042
| 125.0859 | 0.079 | 0.059
| 95.1265 | 0.052 | 0.082
| 171.6651 | 0.02 | 0.102
| 187.4102 | 0 | 0.111
| 173.6332 | 0 | 0.126
| 115.4639 | 0 | 0.119
| 104.9672 | 0 | 0.104
| 90.7529 | 0 | 0.101
| 85.5045 | 0 | 0.086
| 94.2518 | 0 | 0.069
| 75.4452 | 0 | 0.054
| 72.821 | 0 | 0.052
| 72.821 | 0 | 0.049
| 78.7254 | 0 | 0.051
| 70.6342 | 0 | 0.047
| 81.5683 | 0 | 0.042
| 66.2605 | 0 | 0.047
| 70.1968 | 0 | 0.058
| 87.91 | 0 | 0.074
| 73.6957 | 0.001 | 0.095
| 83.9738 | 0.165 | 0.098
| 71.5089 | 0.36 | 0.093
| 65.1671 | 0.489 | 0.062
| 43.0803 | 0.54 | 0.068
| 41.7682 | 0.498 | 0.084
| 32.3649 | 0.373 | 0.108
| 61.0122 | 0.164 | 0.168
| 52.921 | 0 | 0.253
| 65.3858 | 0 | 0.358
| 520.681 | 0 | 0.438
| 184.3486 | 0 | 0.523
| 78.0694 | 0 | 0.602
| 80.6935 | 0 | 0.578
| 70.1968 | 0 | 0.575
| 104.7485 | 0 | 0.548
| 71.9463 | 0 | 0.502
| 72.6023 | 0 | 0.481
| 90.7529 | 0 | 0.46
| 64.5111 | 0 | 0.441
| 72.3836 | 0 | 0.432
| 69.7595 | 0 | 0.41
| 65.6045 | 0 | 0.358
| 64.2924 | 0 | 0.294
| 93.8144 | 0.003 | 0.273
| 156.3574 | 0.253 | 0.226
| 68.01 | 0.477 | 0.191
| 83.7551 | 0.596 | 0.152
| 67.7913 | 0.628 | 0.119
| 35.4264 | 0.58 | 0.108
| 70.1968 | 0.449 | 0.112
| 43.7363 | 0.222 | 0.144
| 43.0803 | 0 | 0.198
| 33.8957 | 0 | 0.215
| 77.4133 | 0 | 0.215
| 176.4761 | 0 | 0.209
| 78.288 | 0 | 0.206
| 77.8507 | 0 | 0.205
| 72.821 | 0 | 0.207
| 85.2858 | 0 | 0.212
| 89.2221 | 0 | 0.194
| 81.5683 | 0 | 0.145
| 79.8188 | 0 | 0.09
| 71.7276 | 0 | 0.054
| 73.6957 | 0 | 0.033
| 71.2902 | 0 | 0.016
| 71.0715 | 0 | 0.006
| 123.5551 | 0 | 0.002
| 114.8079 | 0.001 | 0.001
| 132.7398 | 0.144 | 0.001
| 76.1012 | 0.366 | 0.001
| 71.5089 | 0.513 | 0
| 59.7001 | 0.545 | 0
| 71.0715 | 0.406 | 0
| 61.2309 | 0.184 | 0
| 80.6935 | 0.04 | 0.004
| 72.821 | 0 | 0.01
| 76.5386 | 0 | 0.017
| 92.5023 | 0 | 0.022
| 92.5023 | 0 | 0.017
| 112.6211 | 0 | 0.016
| 90.7529 | 0 | 0.022
| 94.6892 | 0 | 0.029
| 69.3221 | 0 | 0.039
| 65.6045 | 0 | 0.048
| 73.0397 | 0 | 0.054
| 67.5726 | 0 | 0.06
| 64.7298 | 0 | 0.06
| 71.0715 | 0 | 0.058
| 64.5111 | 0 | 0.054
| 63.855 | 0 | 0.044
| 93.3771 | 0 | 0.031
| 102.1243 | 0.001 | 0.021
| 156.3574 | 0.155 | 0.013
| 81.7869 | 0.347 | 0.007
| 79.1628 | 0.456 | 0.001
| 65.1671 | 0.492 | 0
| 58.6067 | 0.454 | 0
| 56.2012 | 0.335 | 0
| 60.5748 | 0.137 | 0.001
| 81.7869 | 0 | 0.028
| 62.543 | 0 | 0.054
| 122.4617 | 0 | 0.054
| 78.5067 | 0 | 0.055
| 108.2474 | 0 | 0.068
| 94.2518 | 0 | 0.075
| 87.0353 | 0 | 0.076
| 85.0672 | 0 | 0.077
| 81.7869 | 0 | 0.082
Note on C5: revins: Node is not compulsory if used in multiple places

## System types
name | Sys 1
technologies | Grid
HP
Boiler
MicroCHP
PV
ST
CHP
Battery
Hot Water Tank
GSHP

## Sheet1
Time series ID | Elec | Irradiation1 | Irradiation2 | Irradiation3 | Irradiation4 | Wind1 | Wind2 | Wind3 | Wind4
Type | Demand | Source | Source | Source | Source | Source | Source | Source | Source
Stream | Elec | Irradiation1 | Irradiation2 | Irradiation3 | Irradiation4 | Wind1 | Wind2 | Wind3 | Wind4
Node
Units | kW | kW/m2 | kW/m2 | kW/m2 | kW/m2 | kW/m2 | kW/m2 | kW/m2 | kW/m2
Source
Data | 0.394 | 0 | 0.152 | 0 | 0.205 | 0 | 0.044 | 0 | 0.089
| 0.16 | 0 | 0.127 | 0 | 0.179 | 0 | 0.061 | 0 | 0.119
| 0.144 | 0 | 0.111 | 0 | 0.129 | 0 | 0.082 | 0 | 0.145
| 0.111 | 0 | 0.1 | 0 | 0.134 | 0 | 0.093 | 0 | 0.163
| 0.116 | 0 | 0.094 | 0 | 0.155 | 0 | 0.1 | 0 | 0.177
| 0.087 | 0 | 0.096 | 0 | 0.176 | 0 | 0.12 | 0 | 0.208
| 0.067 | 0 | 0.1 | 0 | 0.205 | 0 | 0.139 | 0 | 0.261
| 0.077 | 0 | 0.1 | 0 | 0.231 | 0 | 0.144 | 0 | 0.259
| 0.063 | 0 | 0.093 | 0 | 0.215 | 0 | 0.148 | 0 | 0.27
| 0.243 | 0.043 | 0.088 | 0.097 | 0.12 | 0 | 0.162 | 0.003 | 0.3
| 0.656 | 0.145 | 0.061 | 0.303 | 0.013 | 0.028 | 0.218 | 0.032 | 0.302
| 0.535 | 0.251 | 0.052 | 0.457 | 0 | 0.09 | 0.176 | 0.08 | 0.244
| 0.807 | 0.305 | 0.073 | 0.54 | 0 | 0.135 | 0.132 | 0.12 | 0.2
| 1.37 | 0.321 | 0.082 | 0.551 | 0 | 0.139 | 0.132 | 0.128 | 0.175
| 0.333 | 0.259 | 0.1 | 0.496 | 0 | 0.135 | 0.123 | 0.125 | 0.125
| 0.602 | 0.131 | 0.121 | 0.361 | 0.012 | 0.094 | 0.121 | 0.096 | 0.072
| 0.568 | 0.044 | 0.153 | 0.135 | 0.115 | 0.054 | 0.119 | 0.05 | 0.048
| 0.471 | 0.002 | 0.223 | 0.001 | 0.289 | 0.026 | 0.12 | 0.014 | 0.048
| 0.516 | 0 | 0.25 | 0 | 0.314 | 0 | 0.138 | 0 | 0.047
| 0.644 | 0 | 0.264 | 0 | 0.234 | 0 | 0.137 | 0 | 0.049
| 0.817 | 0 | 0.274 | 0 | 0.143 | 0 | 0.128 | 0 | 0.05
| 0.657 | 0 | 0.294 | 0 | 0.076 | 0 | 0.166 | 0 | 0.045
| 0.583 | 0 | 0.32 | 0 | 0.041 | 0 | 0.137 | 0 | 0.039
| 0.528 | 0 | 0.337 | 0 | 0.03 | 0 | 0.13 | 0 | 0.039
| 0.528 | 0 | 0.315 | 0 | 0.021 | 0 | 0.118 | 0 | 0.051
| 0.528 | 0 | 0.269 | 0 | 0.012 | 0 | 0.146 | 0 | 0.074
| 0.528 | 0 | 0.219 | 0 | 0.006 | 0 | 0.171 | 0 | 0.097
| 0.528 | 0 | 0.185 | 0 | 0.017 | 0 | 0.151 | 0 | 0.102
| 0.528 | 0 | 0.172 | 0 | 0.038 | 0 | 0.133 | 0 | 0.093
| 0.528 | 0 | 0.204 | 0 | 0.062 | 0 | 0.121 | 0 | 0.073
| 0.528 | 0 | 0.317 | 0 | 0.081 | 0 | 0.163 | 0 | 0.047
| 0.528 | 0 | 0.306 | 0 | 0.079 | 0 | 0.148 | 0 | 0.017
| 0.528 | 0 | 0.3 | 0 | 0.078 | 0 | 0.12 | 0 | 0.005
| 0.528 | 0.045 | 0.243 | 0.044 | 0.052 | 0 | 0.118 | 0.001 | 0.003
| 0.528 | 0.14 | 0.127 | 0.176 | 0.008 | 0.04 | 0.14 | 0.042 | 0.003
| 0.528 | 0.212 | 0.132 | 0.322 | 0 | 0.113 | 0.15 | 0.1 | 0.003
| 0.528 | 0.134 | 0.141 | 0.408 | 0 | 0.181 | 0.13 | 0.149 | 0.003
| 0.528 | 0.076 | 0.145 | 0.426 | 0 | 0.236 | 0.182 | 0.163 | 0.004
| 0.528 | 0.116 | 0.105 | 0.404 | 0 | 0.224 | 0.217 | 0.166 | 0.005
| 0.528 | 0.119 | 0.145 | 0.294 | 0 | 0.166 | 0.238 | 0.129 | 0.004
| 0.528 | 0.041 | 0.16 | 0.124 | 0.01 | 0.094 | 0.238 | 0.081 | 0.003
| 0.528 | 0.002 | 0.21 | 0.001 | 0.066 | 0.026 | 0.229 | 0.021 | 0.002
| 0.528 | 0 | 0.245 | 0 | 0.085 | 0 | 0.214 | 0 | 0.001
| 0.528 | 0 | 0.209 | 0 | 0.046 | 0 | 0.191 | 0 | 0.001
| 0.528 | 0 | 0.203 | 0 | 0.039 | 0 | 0.17 | 0 | 0.002
| 0.528 | 0 | 0.187 | 0 | 0.04 | 0 | 0.168 | 0 | 0.003
| 0.528 | 0 | 0.201 | 0 | 0.032 | 0 | 0.147 | 0 | 0.003
| 0.528 | 0 | 0.182 | 0 | 0.025 | 0 | 0.147 | 0 | 0.004
| 0.528 | 0 | 0.153 | 0 | 0.016 | 0 | 0.16 | 0 | 0.004
| 0.528 | 0 | 0.135 | 0 | 0.008 | 0 | 0.166 | 0 | 0.005
| 0.528 | 0 | 0.132 | 0 | 0.003 | 0 | 0.13 | 0 | 0.006
| 0.528 | 0 | 0.133 | 0 | 0.001 | 0 | 0.08 | 0 | 0.01
| 0.528 | 0 | 0.149 | 0 | 0 | 0 | 0.049 | 0 | 0.019
| 0.528 | 0 | 0.118 | 0 | 0 | 0 | 0.023 | 0 | 0.023
| 0.528 | 0 | 0.1 | 0 | 0.002 | 0 | 0.015 | 0 | 0.027
| 0.528 | 0 | 0.114 | 0 | 0.004 | 0 | 0.013 | 0 | 0.037
| 0.528 | 0 | 0.115 | 0 | 0.004 | 0 | 0.011 | 0 | 0.047
| 0.528 | 0.046 | 0.095 | 0.046 | 0.001 | 0 | 0.01 | 0.001 | 0.061
| 0.528 | 0.124 | 0.067 | 0.18 | 0 | 0.03 | 0.011 | 0.026 | 0.069
| 0.528 | 0.161 | 0.048 | 0.326 | 0 | 0.105 | 0.015 | 0.065 | 0.081
| 0.528 | 0.157 | 0.032 | 0.436 | 0 | 0.163 | 0.011 | 0.09 | 0.088
| 0.528 | 0.142 | 0.02 | 0.385 | 0 | 0.197 | 0.014 | 0.08 | 0.112
| 0.528 | 0.104 | 0.009 | 0.253 | 0.004 | 0.163 | 0.019 | 0.061 | 0.137
| 0.528 | 0.053 | 0.004 | 0.121 | 0.015 | 0.104 | 0.036 | 0.046 | 0.179
| 0.528 | 0.014 | 0.024 | 0.044 | 0.023 | 0.047 | 0.076 | 0.034 | 0.192
| 0.528 | 0 | 0.088 | 0 | 0.044 | 0.01 | 0.14 | 0.009 | 0.181
| 0.528 | 0 | 0.151 | 0 | 0.047 | 0 | 0.21 | 0 | 0.22
| 0.528 | 0 | 0.103 | 0 | 0.038 | 0 | 0.274 | 0 | 0.346
| 0.528 | 0 | 0.068 | 0 | 0.034 | 0 | 0.295 | 0 | 0.29
| 0.528 | 0 | 0.091 | 0 | 0.025 | 0 | 0.318 | 0 | 0.33
| 0.528 | 0 | 0.134 | 0 | 0.026 | 0 | 0.362 | 0 | 0.452
| 0.528 | 0 | 0.172 | 0 | 0.037 | 0 | 0.314 | 0 | 0.661
| 0.528 | 0 | 0.235 | 0 | 0.035 | 0 | 0.261 | 0 | 0.72
| 0.528 | 0 | 0.302 | 0 | 0.059 | 0 | 0.196 | 0 | 0.649
| 0.528 | 0 | 0.313 | 0 | 0.066 | 0 | 0.139 | 0 | 0.582
| 0.528 | 0 | 0.345 | 0 | 0.043 | 0 | 0.084 | 0 | 0.431
| 0.528 | 0 | 0.32 | 0 | 0.023 | 0 | 0.043 | 0 | 0.309
| 0.528 | 0 | 0.296 | 0 | 0.01 | 0 | 0.017 | 0 | 0.204
| 0.528 | 0 | 0.274 | 0 | 0.012 | 0 | 0.002 | 0 | 0.149
| 0.528 | 0 | 0.272 | 0 | 0.02 | 0 | 0 | 0 | 0.1
| 0.528 | 0 | 0.253 | 0 | 0.021 | 0 | 0 | 0 | 0.088
| 0.528 | 0.023 | 0.193 | 0.007 | 0.019 | 0 | 0 | 0 | 0.082
| 0.528 | 0.089 | 0.177 | 0.048 | 0.013 | 0.014 | 0.002 | 0.027 | 0.062
| 0.528 | 0.188 | 0.196 | 0.133 | 0.016 | 0.055 | 0.005 | 0.065 | 0.045
| 0.528 | 0.362 | 0.186 | 0.267 | 0.024 | 0.102 | 0.005 | 0.12 | 0.041
| 0.528 | 0.446 | 0.172 | 0.28 | 0.034 | 0.134 | 0.003 | 0.132 | 0.041
| 0.528 | 0.37 | 0.186 | 0.195 | 0.04 | 0.135 | 0.003 | 0.154 | 0.028
| 0.528 | 0.266 | 0.197 | 0.116 | 0.04 | 0.104 | 0.01 | 0.1 | 0.02
| 0.528 | 0.08 | 0.245 | 0.042 | 0.044 | 0.051 | 0.079 | 0.05 | 0.018
| 0.528 | 0.001 | 0.29 | 0 | 0.048 | 0.01 | 0.131 | 0.008 | 0.017
| 0.528 | 0 | 0.302 | 0 | 0.045 | 0 | 0.238 | 0 | 0.018
| 0.528 | 0 | 0.334 | 0 | 0.033 | 0 | 0.289 | 0 | 0.017
| 0.528 | 0 | 0.399 | 0 | 0.02 | 0 | 0.279 | 0 | 0.012
| 0.528 | 0 | 0.428 | 0 | 0.009 | 0 | 0.278 | 0 | 0.009
| 0.528 | 0 | 0.437 | 0 | 0.001 | 0 | 0.223 | 0 | 0.006
| 0.528 | 0 | 0.398 | 0 | 0 | 0 | 0.183 | 0 | 0.005
| 0.528 | 0 | 0.344 | 0 | 0 | 0 | 0.168 | 0 | 0.004
| 0.528 | 0 | 0.301 | 0 | 0.005 | 0 | 0.156 | 0 | 0.009
| 0.528 | 0 | 0.261 | 0 | 0.061 | 0 | 0.148 | 0 | 0.011
| 0.528 | 0 | 0.209 | 0 | 0.121 | 0 | 0.13 | 0 | 0.013
| 0.528 | 0 | 0.185 | 0 | 0.146 | 0 | 0.101 | 0 | 0.015
| 0.528 | 0 | 0.165 | 0 | 0.143 | 0 | 0.069 | 0 | 0.016
| 0.528 | 0 | 0.152 | 0 | 0.136 | 0 | 0.062 | 0 | 0.018
| 0.528 | 0 | 0.146 | 0 | 0.132 | 0 | 0.06 | 0 | 0.025
| 0.528 | 0 | 0.118 | 0 | 0.104 | 0 | 0.062 | 0 | 0.042
| 0.528 | 0.021 | 0.079 | 0.049 | 0.072 | 0 | 0.049 | 0 | 0.06
| 0.528 | 0.055 | 0.046 | 0.24 | 0.02 | 0.033 | 0.045 | 0.013 | 0.069
| 0.528 | 0.08 | 0.039 | 0.363 | 0.003 | 0.125 | 0.038 | 0.035 | 0.092
| 0.528 | 0.077 | 0.024 | 0.306 | 0 | 0.164 | 0.027 | 0.049 | 0.175
| 0.528 | 0.066 | 0.015 | 0.247 | 0 | 0.22 | 0.025 | 0.056 | 0.315
| 0.528 | 0.045 | 0.009 | 0.171 | 0.002 | 0.29 | 0.026 | 0.048 | 0.347
| 0.528 | 0.03 | 0.021 | 0.09 | 0.018 | 0.227 | 0.035 | 0.039 | 0.313
| 0.528 | 0.009 | 0.058 | 0.015 | 0.073 | 0.069 | 0.057 | 0.02 | 0.259
| 0.528 | 0 | 0.101 | 0 | 0.099 | 0.009 | 0.113 | 0.001 | 0.327
| 0.528 | 0 | 0.105 | 0 | 0.11 | 0 | 0.207 | 0 | 0.317
| 0.528 | 0 | 0.152 | 0 | 0.128 | 0 | 0.284 | 0 | 0.289
| 0.528 | 0 | 0.227 | 0 | 0.142 | 0 | 0.295 | 0 | 0.381
| 0.528 | 0 | 0.46 | 0 | 0.156 | 0 | 0.309 | 0 | 0.491
| 0.528 | 0 | 0.494 | 0 | 0.23 | 0 | 0.297 | 0 | 0.642
| 0.528 | 0 | 0.604 | 0 | 0.261 | 0 | 0.234 | 0 | 0.686
| 0.528 | 0 | 0.674 | 0 | 0.303 | 0 | 0.136 | 0 | 0.655
| 0.528 | 0 | 0.674 | 0 | 0.272 | 0 | 0.06 | 0 | 0.556
| 0.528 | 0 | 0.741 | 0 | 0.201 | 0 | 0.045 | 0 | 0.407
| 0.528 | 0 | 0.763 | 0 | 0.125 | 0 | 0.021 | 0 | 0.231
| 0.528 | 0 | 0.732 | 0 | 0.083 | 0 | 0.005 | 0 | 0.132
| 0.528 | 0 | 0.654 | 0 | 0.041 | 0 | 0.015 | 0 | 0.077
| 0.528 | 0 | 0.494 | 0 | 0.019 | 0 | 0.021 | 0 | 0.062
| 0.528 | 0 | 0.371 | 0 | 0.106 | 0 | 0.016 | 0 | 0.042
| 0.528 | 0 | 0.254 | 0 | 0.168 | 0 | 0.007 | 0 | 0.019
| 0.528 | 0.015 | 0.148 | 0.016 | 0.234 | 0 | 0.002 | 0.002 | 0.01
| 0.528 | 0.057 | 0.102 | 0.099 | 0.326 | 0.011 | 0 | 0.053 | 0.005
| 0.528 | 0.099 | 0.077 | 0.237 | 0.376 | 0.062 | 0 | 0.112 | 0.001
| 0.528 | 0.14 | 0.047 | 0.261 | 0.367 | 0.133 | 0 | 0.169 | 0
| 0.528 | 0.139 | 0.029 | 0.297 | 0.341 | 0.15 | 0 | 0.163 | 0.001
| 0.528 | 0.125 | 0.021 | 0.263 | 0.325 | 0.142 | 0 | 0.148 | 0.001
| 0.528 | 0.108 | 0.026 | 0.16 | 0.31 | 0.123 | 0 | 0.143 | 0.001
| 0.528 | 0.066 | 0.038 | 0.049 | 0.279 | 0.08 | 0 | 0.09 | 0.001
| 0.528 | 0.001 | 0.055 | 0 | 0.256 | 0.022 | 0 | 0.026 | 0.001
| 0.528 | 0 | 0.077 | 0 | 0.251 | 0 | 0 | 0 | 0
| 0.528 | 0 | 0.076 | 0 | 0.226 | 0 | 0.002 | 0 | 0
| 0.528 | 0 | 0.064 | 0 | 0.208 | 0 | 0.006 | 0 | 0
| 0.528 | 0 | 0.061 | 0 | 0.18 | 0 | 0.008 | 0 | 0
| 0.528 | 0 | 0.048 | 0 | 0.159 | 0 | 0.009 | 0 | 0
| 0.528 | 0 | 0.036 | 0 | 0.146 | 0 | 0.011 | 0 | 0
| 0.528 | 0 | 0.028 | 0 | 0.123 | 0 | 0.013 | 0 | 0.001
| 0.528 | 0 | 0.02 | 0 | 0.091 | 0 | 0.017 | 0 | 0.002
| 0.528 | 0 | 0.017 | 0 | 0.065 | 0 | 0.018 | 0 | 0.004
| 0.528 | 0 | 0.015 | 0 | 0.045 | 0 | 0.023 | 0 | 0.009
| 0.528 | 0 | 0.019 | 0 | 0.026 | 0 | 0.032 | 0 | 0.016
| 0.528 | 0 | 0.025 | 0 | 0.017 | 0 | 0.038 | 0 | 0.021
| 0.528 | 0 | 0.02 | 0 | 0.017 | 0 | 0.042 | 0 | 0.032
| 0.528 | 0 | 0.017 | 0 | 0.029 | 0 | 0.046 | 0 | 0.053
| 0.528 | 0 | 0.009 | 0 | 0.048 | 0 | 0.045 | 0 | 0.076
| 0.528 | 0.008 | 0.005 | 0.018 | 0.075 | 0 | 0.05 | 0 | 0.091
| 0.528 | 0.036 | 0.003 | 0.088 | 0.102 | 0.011 | 0.056 | 0.008 | 0.088
| 0.528 | 0.056 | 0.001 | 0.126 | 0.085 | 0.045 | 0.045 | 0.028 | 0.067
| 0.528 | 0.063 | 0 | 0.125 | 0.078 | 0.095 | 0.028 | 0.051 | 0.048
| 0.528 | 0.053 | 0 | 0.101 | 0.084 | 0.14 | 0.015 | 0.077 | 0.033
| 0.528 | 0.036 | 0.002 | 0.069 | 0.098 | 0.162 | 0.015 | 0.104 | 0.018
| 0.528 | 0.021 | 0.018 | 0.039 | 0.117 | 0.177 | 0.011 | 0.088 | 0.01
| 0.528 | 0.006 | 0.064 | 0.014 | 0.134 | 0.126 | 0.011 | 0.039 | 0.005
| 0.528 | 0 | 0.151 | 0 | 0.148 | 0.03 | 0.013 | 0.006 | 0.003
| 0.528 | 0 | 0.199 | 0 | 0.145 | 0 | 0.012 | 0 | 0.002
| 0.528 | 0 | 0.234 | 0 | 0.138 | 0 | 0.01 | 0 | 0.002
| 0.528 | 0 | 0.337 | 0 | 0.134 | 0 | 0.011 | 0 | 0.001
| 0.528 | 0 | 0.332 | 0 | 0.138 | 0 | 0.012 | 0 | 0.002
| 0.528 | 0 | 0.28 | 0 | 0.112 | 0 | 0.013 | 0 | 0.002
| 0.528 | 0 | 0.201 | 0 | 0.09 | 0 | 0.016 | 0 | 0.002
| 0.528 | 0 | 0.116 | 0 | 0.087 | 0 | 0.017 | 0 | 0.003
| 0.528 | 0 | 0.066 | 0 | 0.074 | 0 | 0.02 | 0 | 0.003
| 0.528 | 0 | 0.051 | 0 | 0.054 | 0 | 0.024 | 0 | 0.002
| 0.528 | 0 | 0.036 | 0 | 0.035 | 0 | 0.023 | 0 | 0.001
| 0.528 | 0 | 0.02 | 0 | 0.022 | 0 | 0.025 | 0 | 0
| 0.528 | 0 | 0.005 | 0 | 0.018 | 0 | 0.03 | 0 | 0
| 0.528 | 0 | 0.001 | 0 | 0.015 | 0 | 0.035 | 0 | 0
| 0.528 | 0 | 0 | 0 | 0.017 | 0 | 0.037 | 0 | 0
| 0.528 | 0 | 0 | 0 | 0.013 | 0 | 0.031 | 0 | 0
| 0.528 | 0.003 | 0 | 0.012 | 0.014 | 0 | 0.025 | 0.005 | 0
| 0.528 | 0.021 | 0 | 0.096 | 0.018 | 0.006 | 0.025 | 0.072 | 0
| 0.528 | 0.053 | 0 | 0.199 | 0.015 | 0.055 | 0.019 | 0.134 | 0
| 0.528 | 0.086 | 0 | 0.286 | 0.009 | 0.134 | 0.013 | 0.168 | 0
| 0.528 | 0.096 | 0 | 0.32 | 0.009 | 0.196 | 0.009 | 0.173 | 0
| 0.528 | 0.09 | 0 | 0.277 | 0.008 | 0.209 | 0.008 | 0.129 | 0
| 0.528 | 0.052 | 0 | 0.174 | 0.011 | 0.178 | 0.01 | 0.096 | 0
| 0.528 | 0.019 | 0 | 0.05 | 0.019 | 0.078 | 0.013 | 0.061 | 0
| 0.528 | 0 | 0.002 | 0 | 0.04 | 0.009 | 0.021 | 0.018 | 0.001
| 0.528 | 0 | 0.011 | 0 | 0.051 | 0 | 0.026 | 0 | 0.003
| 0.528 | 0 | 0.02 | 0 | 0.038 | 0 | 0.027 | 0 | 0.006
| 0.528 | 0 | 0.024 | 0 | 0.023 | 0 | 0.028 | 0 | 0.007
| 0.528 | 0 | 0.022 | 0 | 0.018 | 0 | 0.027 | 0 | 0.008
| 0.528 | 0 | 0.02 | 0 | 0.019 | 0 | 0.025 | 0 | 0.011
| 0.528 | 0 | 0.019 | 0 | 0.016 | 0 | 0.017 | 0 | 0.011
| 0.528 | 0 | 0.022 | 0 | 0.008 | 0 | 0.013 | 0 | 0.011
| 0.528 | 0 | 0.031 | 0 | 0.003 | 0 | 0.013 | 0 | 0.015
| 0.528 | 0 | 0.038 | 0 | 0.001 | 0 | 0.013 | 0 | 0.019
| 0.528 | 0 | 0.045 | 0 | 0 | 0 | 0.015 | 0 | 0.02
| 0.528 | 0 | 0.045 | 0 | 0 | 0 | 0.018 | 0 | 0.018
| 0.528 | 0 | 0.044 | 0 | 0 | 0 | 0.015 | 0 | 0.017
| 0.528 | 0 | 0.045 | 0 | 0 | 0 | 0.01 | 0 | 0.018
| 0.528 | 0 | 0.045 | 0 | 0 | 0 | 0.006 | 0 | 0.019
| 0.528 | 0 | 0.035 | 0 | 0 | 0 | 0.007 | 0 | 0.021
| 0.528 | 0.03 | 0.021 | 0.002 | 0.003 | 0 | 0.008 | 0.006 | 0.022
| 0.528 | 0.13 | 0.007 | 0.025 | 0.011 | 0.017 | 0.008 | 0.103 | 0.022
| 0.528 | 0.245 | 0.001 | 0.055 | 0.021 | 0.09 | 0.006 | 0.244 | 0.016
| 0.528 | 0.318 | 0.002 | 0.075 | 0.036 | 0.174 | 0.002 | 0.381 | 0.007
| 0.528 | 0.335 | 0.002 | 0.075 | 0.062 | 0.225 | 0.001 | 0.468 | 0.003
| 0.528 | 0.301 | 0.004 | 0.061 | 0.085 | 0.232 | 0.001 | 0.476 | 0.002
| 0.528 | 0.225 | 0.006 | 0.042 | 0.102 | 0.208 | 0 | 0.389 | 0.001
| 0.528 | 0.118 | 0.015 | 0.012 | 0.118 | 0.117 | 0.001 | 0.238 | 0.002
| 0.528 | 0 | 0.028 | 0 | 0.14 | 0.02 | 0.001 | 0.054 | 0.004
| 0.528 | 0 | 0.033 | 0 | 0.144 | 0 | 0.001 | 0 | 0.007
| 0.528 | 0 | 0.043 | 0 | 0.141 | 0 | 0.002 | 0 | 0.01
| 0.528 | 0 | 0.044 | 0 | 0.127 | 0 | 0.004 | 0 | 0.017
| 0.528 | 0 | 0.048 | 0 | 0.105 | 0 | 0.008 | 0 | 0.025
| 0.528 | 0 | 0.084 | 0 | 0.093 | 0 | 0.013 | 0 | 0.026
| 0.528 | 0 | 0.153 | 0 | 0.08 | 0 | 0.019 | 0 | 0.022
| 0.528 | 0 | 0.204 | 0 | 0.069 | 0 | 0.018 | 0 | 0.02
| 0.528 | 0 | 0.18 | 0 | 0.051 | 0 | 0.014 | 0 | 0.021
| 0.528 | 0 | 0.175 | 0 | 0.032 | 0 | 0.009 | 0 | 0.025
| 0.528 | 0 | 0.189 | 0 | 0.015 | 0 | 0.008 | 0 | 0.033
| 0.528 | 0 | 0.182 | 0 | 0.004 | 0 | 0.008 | 0 | 0.03
| 0.528 | 0 | 0.169 | 0 | 0 | 0 | 0.009 | 0 | 0.024
| 0.528 | 0 | 0.136 | 0 | 0 | 0 | 0.01 | 0 | 0.022
| 0.528 | 0 | 0.167 | 0 | 0.002 | 0 | 0.01 | 0 | 0.025
| 0.528 | 0 | 0.182 | 0 | 0.01 | 0 | 0.01 | 0 | 0.03
| 0.528 | 0.032 | 0.155 | 0.057 | 0.019 | 0 | 0.009 | 0.005 | 0.033
| 0.528 | 0.129 | 0.097 | 0.298 | 0.039 | 0.023 | 0.008 | 0.101 | 0.035
| 0.528 | 0.213 | 0.069 | 0.492 | 0.068 | 0.108 | 0.006 | 0.199 | 0.039
| 0.528 | 0.245 | 0.07 | 0.595 | 0.089 | 0.185 | 0.004 | 0.337 | 0.038
| 0.528 | 0.233 | 0.056 | 0.628 | 0.106 | 0.191 | 0.003 | 0.458 | 0.049
| 0.528 | 0.188 | 0.046 | 0.574 | 0.142 | 0.217 | 0.001 | 0.443 | 0.054
| 0.528 | 0.125 | 0.041 | 0.435 | 0.159 | 0.208 | 0 | 0.335 | 0.055
| 0.528 | 0.051 | 0.03 | 0.218 | 0.183 | 0.111 | 0 | 0.221 | 0.059
| 0.528 | 0 | 0.053 | 0 | 0.216 | 0.022 | 0 | 0.067 | 0.076
| 0.528 | 0 | 0.077 | 0 | 0.189 | 0 | 0 | 0 | 0.09
| 0.528 | 0 | 0.083 | 0 | 0.17 | 0 | 0 | 0 | 0.095
| 0.528 | 0 | 0.083 | 0 | 0.177 | 0 | 0.001 | 0 | 0.112
| 0.528 | 0 | 0.072 | 0 | 0.184 | 0 | 0.001 | 0 | 0.125
| 0.528 | 0 | 0.059 | 0 | 0.187 | 0 | 0 | 0 | 0.148
| 0.528 | 0 | 0.042 | 0 | 0.179 | 0 | 0.001 | 0 | 0.147
| 0.528 | 0 | 0.022 | 0 | 0.161 | 0 | 0.001 | 0 | 0.152
| 0.528 | 0 | 0.011 | 0 | 0.136 | 0 | 0.002 | 0 | 0.161
| 0.528 | 0 | 0.008 | 0 | 0.115 | 0 | 0.004 | 0 | 0.176
| 0.528 | 0 | 0.009 | 0 | 0.078 | 0 | 0.006 | 0 | 0.182
| 0.528 | 0 | 0.009 | 0 | 0.038 | 0 | 0.011 | 0 | 0.182
| 0.528 | 0 | 0.008 | 0 | 0.011 | 0 | 0.017 | 0 | 0.186
| 0.528 | 0 | 0.008 | 0 | 0.004 | 0 | 0.018 | 0 | 0.191
| 0.528 | 0 | 0.007 | 0 | 0.001 | 0 | 0.017 | 0 | 0.192
| 0.528 | 0 | 0.003 | 0 | 0.001 | 0 | 0.014 | 0 | 0.189
| 0.528 | 0.063 | 0.001 | 0.042 | 0.001 | 0 | 0.013 | 0.012 | 0.184
| 0.528 | 0.258 | 0.001 | 0.23 | 0.002 | 0.046 | 0.012 | 0.213 | 0.184
| 0.528 | 0.46 | 0 | 0.433 | 0.005 | 0.24 | 0.011 | 0.441 | 0.159
| 0.528 | 0.557 | 0 | 0.557 | 0.005 | 0.399 | 0.012 | 0.581 | 0.106
| 0.528 | 0.578 | 0 | 0.608 | 0.006 | 0.443 | 0.011 | 0.627 | 0.08
| 0.528 | 0.52 | 0 | 0.546 | 0.009 | 0.414 | 0.007 | 0.608 | 0.068
| 0.528 | 0.415 | 0 | 0.402 | 0.01 | 0.34 | 0.007 | 0.51 | 0.07
| 0.528 | 0.201 | 0 | 0.183 | 0.017 | 0.211 | 0.013 | 0.332 | 0.087
| 0.528 | 0.001 | 0 | 0 | 0.036 | 0.042 | 0.018 | 0.073 | 0.105
| 0.528 | 0 | 0 | 0 | 0.031 | 0 | 0.018 | 0 | 0.111
| 0.528 | 0 | 0.003 | 0 | 0.011 | 0 | 0.019 | 0 | 0.111
| 0.528 | 0 | 0.01 | 0 | 0.002 | 0 | 0.019 | 0 | 0.107
| 0.528 | 0 | 0.024 | 0 | 0 | 0 | 0.021 | 0 | 0.101
| 0.528 | 0 | 0.043 | 0 | 0 | 0 | 0.021 | 0 | 0.097
| 0.528 | 0 | 0.035 | 0 | 0 | 0 | 0.02 | 0 | 0.093
| 0.528 | 0 | 0.022 | 0 | 0 | 0 | 0.02 | 0 | 0.09
| 0.528 | 0 | 0.02 | 0 | 0 | 0 | 0.02 | 0 | 0.087
| 0.528 | 0 | 0.02 | 0 | 0 | 0 | 0.022 | 0 | 0.086
| 0.528 | 0 | 0.028 | 0 | 0 | 0 | 0.023 | 0 | 0.087
| 0.528 | 0 | 0.031 | 0 | 0 | 0 | 0.023 | 0 | 0.092
| 0.528 | 0 | 0.028 | 0 | 0 | 0 | 0.023 | 0 | 0.101
| 0.528 | 0 | 0.025 | 0 | 0.001 | 0 | 0.024 | 0 | 0.113
| 0.528 | 0 | 0.026 | 0 | 0.002 | 0 | 0.025 | 0 | 0.128
| 0.528 | 0 | 0.024 | 0 | 0.003 | 0 | 0.021 | 0 | 0.147
| 0.528 | 0.097 | 0.021 | 0.04 | 0.005 | 0 | 0.018 | 0.008 | 0.16
| 0.528 | 0.349 | 0.016 | 0.27 | 0.003 | 0.048 | 0.016 | 0.202 | 0.163
| 0.528 | 0.53 | 0.006 | 0.475 | 0 | 0.231 | 0.014 | 0.435 | 0.156
| 0.528 | 0.622 | 0 | 0.576 | 0 | 0.383 | 0.011 | 0.576 | 0.134
| 0.528 | 0.639 | 0 | 0.595 | 0 | 0.495 | 0.008 | 0.634 | 0.099
| 0.528 | 0.582 | 0 | 0.539 | 0 | 0.532 | 0.01 | 0.618 | 0.085
| 0.528 | 0.449 | 0 | 0.402 | 0.001 | 0.458 | 0.018 | 0.524 | 0.093
| 0.528 | 0.23 | 0 | 0.172 | 0.005 | 0.299 | 0.031 | 0.349 | 0.114
| 0.528 | 0 | 0 | 0 | 0.023 | 0.047 | 0.036 | 0.075 | 0.136
| 0.528 | 0 | 0 | 0 | 0.049 | 0 | 0.039 | 0 | 0.145
| 0.528 | 0 | 0.001 | 0 | 0.064 | 0 | 0.041 | 0 | 0.145
| 0.528 | 0 | 0.001 | 0 | 0.058 | 0 | 0.034 | 0 | 0.149
| 0.528 | 0 | 0.001 | 0 | 0.037 | 0 | 0.026 | 0 | 0.153
| 0.528 | 0 | 0.001 | 0 | 0.016 | 0 | 0.021 | 0 | 0.155
| 0.528 | 0 | 0.002 | 0 | 0.006 | 0 | 0.017 | 0 | 0.158
| 0.528 | 0 | 0.002 | 0 | 0.002 | 0 | 0.014 | 0 | 0.162
| 0.528 | 0 | 0.002 | 0 | 0.001 | 0 | 0.012 | 0 | 0.167
| 0.528 | 0 | 0.002 | 0 | 0 | 0 | 0.016 | 0 | 0.166
| 0.528 | 0 | 0.002 | 0 | 0 | 0 | 0.018 | 0 | 0.154
| 0.528 | 0 | 0.003 | 0 | 0 | 0 | 0.017 | 0 | 0.138
| 0.528 | 0 | 0.003 | 0 | 0.001 | 0 | 0.015 | 0 | 0.125
| 0.528 | 0 | 0.002 | 0 | 0.002 | 0 | 0.015 | 0 | 0.116
| 0.528 | 0 | 0.001 | 0 | 0.001 | 0 | 0.016 | 0 | 0.105
| 0.528 | 0 | 0.001 | 0 | 0.001 | 0 | 0.013 | 0 | 0.093
| 0.528 | 0.092 | 0 | 0.025 | 0.002 | 0 | 0.01 | 0.007 | 0.082
| 0.528 | 0.349 | 0 | 0.215 | 0.004 | 0.057 | 0.009 | 0.206 | 0.076
| 0.528 | 0.538 | 0.001 | 0.407 | 0.003 | 0.279 | 0.008 | 0.439 | 0.069
| 0.528 | 0.632 | 0.001 | 0.529 | 0.002 | 0.449 | 0.009 | 0.574 | 0.059
| 0.528 | 0.643 | 0 | 0.583 | 0.002 | 0.528 | 0.014 | 0.626 | 0.048
| 0.528 | 0.578 | 0.001 | 0.525 | 0.007 | 0.523 | 0.017 | 0.605 | 0.04
| 0.528 | 0.441 | 0.003 | 0.385 | 0.018 | 0.44 | 0.014 | 0.509 | 0.041
| 0.528 | 0.227 | 0.014 | 0.144 | 0.026 | 0.277 | 0.011 | 0.326 | 0.047
| 0.528 | 0 | 0.022 | 0 | 0.046 | 0.035 | 0.011 | 0.057 | 0.052
| 0.528 | 0 | 0.025 | 0 | 0.074 | 0 | 0.012 | 0 | 0.056
| 0.528 | 0 | 0.028 | 0 | 0.09 | 0 | 0.013 | 0 | 0.057
| 0.528 | 0 | 0.023 | 0 | 0.075 | 0 | 0.011 | 0 | 0.055
| 0.528 | 0 | 0.02 | 0 | 0.05 | 0 | 0.006 | 0 | 0.053
| 0.528 | 0 | 0.022 | 0 | 0.025 | 0 | 0.006 | 0 | 0.049
| 0.528 | 0 | 0.024 | 0 | 0.008 | 0 | 0.007 | 0 | 0.045
| 0.528 | 0 | 0.021 | 0 | 0.002 | 0 | 0.006 | 0 | 0.041
| 0.528 | 0 | 0.017 | 0 | 0 | 0 | 0.005 | 0 | 0.037
| 0.528 | 0 | 0.016 | 0 | 0 | 0 | 0.005 | 0 | 0.036
| 0.528 | 0 | 0.013 | 0 | 0 | 0 | 0.005 | 0 | 0.034
| 0.528 | 0 | 0.011 | 0 | 0 | 0 | 0.003 | 0 | 0.032
| 0.528 | 0 | 0.007 | 0 | 0 | 0 | 0.002 | 0 | 0.032
| 0.528 | 0 | 0.004 | 0 | 0 | 0 | 0.003 | 0 | 0.032
| 0.528 | 0 | 0.004 | 0 | 0 | 0 | 0.003 | 0 | 0.032
| 0.528 | 0 | 0.002 | 0 | 0.002 | 0 | 0.002 | 0 | 0.032
| 0.528 | 0.048 | 0.001 | 0.023 | 0.008 | 0 | 0.001 | 0.003 | 0.031
| 0.528 | 0.235 | 0 | 0.225 | 0.007 | 0.035 | 0 | 0.178 | 0.03
| 0.528 | 0.401 | 0 | 0.443 | 0.002 | 0.2 | 0 | 0.404 | 0.029
| 0.528 | 0.545 | 0 | 0.547 | 0.001 | 0.396 | 0 | 0.543 | 0.027
| 0.528 | 0.605 | 0 | 0.567 | 0.001 | 0.501 | 0 | 0.591 | 0.024
| 0.528 | 0.553 | 0 | 0.509 | 0.003 | 0.499 | 0 | 0.567 | 0.019
| 0.528 | 0.418 | 0 | 0.369 | 0.007 | 0.417 | 0.001 | 0.468 | 0.018
| 0.528 | 0.211 | 0.003 | 0.124 | 0.018 | 0.255 | 0.002 | 0.293 | 0.018
| 0.528 | 0 | 0.011 | 0 | 0.047 | 0.026 | 0.002 | 0.043 | 0.02
| 0.528 | 0 | 0.028 | 0 | 0.041 | 0 | 0.001 | 0 | 0.025
| 0.528 | 0 | 0.053 | 0 | 0.026 | 0 | 0.001 | 0 | 0.027
| 0.528 | 0 | 0.1 | 0 | 0.019 | 0 | 0 | 0 | 0.026
| 0.528 | 0 | 0.192 | 0 | 0.014 | 0 | 0 | 0 | 0.03
| 0.528 | 0 | 0.296 | 0 | 0.011 | 0 | 0 | 0 | 0.032
| 0.528 | 0 | 0.345 | 0 | 0.015 | 0 | 0 | 0 | 0.031
| 0.528 | 0 | 0.348 | 0 | 0.017 | 0 | 0 | 0 | 0.029
| 0.528 | 0 | 0.28 | 0 | 0.013 | 0 | 0 | 0 | 0.026
| 0.528 | 0 | 0.218 | 0 | 0.016 | 0 | 0 | 0 | 0.025
| 0.528 | 0 | 0.25 | 0 | 0.051 | 0 | 0 | 0 | 0.025
| 0.528 | 0 | 0.272 | 0 | 0.151 | 0 | 0 | 0 | 0.023
| 0.528 | 0 | 0.253 | 0 | 0.282 | 0 | 0 | 0 | 0.02
| 0.528 | 0 | 0.27 | 0 | 0.427 | 0 | 0 | 0 | 0.018
| 0.528 | 0 | 0.256 | 0 | 0.432 | 0 | 0 | 0 | 0.017
| 0.528 | 0 | 0.283 | 0 | 0.376 | 0 | 0 | 0 | 0.016
| 0.528 | 0.031 | 0.266 | 0.018 | 0.348 | 0 | 0 | 0.002 | 0.014
| 0.528 | 0.173 | 0.253 | 0.181 | 0.266 | 0.033 | 0 | 0.167 | 0.012
| 0.528 | 0.343 | 0.232 | 0.401 | 0.131 | 0.223 | 0 | 0.391 | 0.01
| 0.528 | 0.453 | 0.225 | 0.497 | 0.074 | 0.383 | 0.001 | 0.535 | 0.008
| 0.528 | 0.502 | 0.179 | 0.511 | 0.067 | 0.463 | 0.001 | 0.587 | 0.004
| 0.528 | 0.467 | 0.126 | 0.446 | 0.058 | 0.464 | 0.002 | 0.561 | 0.002
| 0.528 | 0.321 | 0.104 | 0.287 | 0.06 | 0.391 | 0.003 | 0.463 | 0.001
| 0.528 | 0.124 | 0.096 | 0.069 | 0.096 | 0.234 | 0.006 | 0.288 | 0.001
| 0.528 | 0 | 0.11 | 0 | 0.109 | 0.014 | 0.007 | 0.028 | 0.001
| 0.528 | 0 | 0.097 | 0 | 0.076 | 0 | 0.006 | 0 | 0.001
| 0.528 | 0 | 0.086 | 0 | 0.033 | 0 | 0.004 | 0 | 0.001
| 0.528 | 0 | 0.085 | 0 | 0.005 | 0 | 0.002 | 0 | 0.003
| 0.528 | 0 | 0.085 | 0 | 0 | 0 | 0.002 | 0 | 0.005
| 0.528 | 0 | 0.09 | 0 | 0 | 0 | 0.001 | 0 | 0.008
| 0.528 | 0 | 0.099 | 0 | 0 | 0 | 0.001 | 0 | 0.008
| 0.528 | 0 | 0.101 | 0 | 0.003 | 0 | 0.001 | 0 | 0.008
| 0.528 | 0 | 0.109 | 0 | 0.006 | 0 | 0.001 | 0 | 0.007
| 0.528 | 0 | 0.118 | 0 | 0.005 | 0 | 0.001 | 0 | 0.006
| 0.528 | 0 | 0.126 | 0 | 0.003 | 0 | 0.002 | 0 | 0.007
| 0.528 | 0 | 0.133 | 0 | 0.003 | 0 | 0.003 | 0 | 0.007
| 0.528 | 0 | 0.139 | 0 | 0.004 | 0 | 0.003 | 0 | 0.008
| 0.528 | 0 | 0.143 | 0 | 0.009 | 0 | 0.004 | 0 | 0.008
| 0.528 | 0 | 0.152 | 0 | 0.018 | 0 | 0.005 | 0 | 0.007
| 0.528 | 0 | 0.155 | 0 | 0.021 | 0 | 0.008 | 0 | 0.007
| 0.528 | 0.035 | 0.164 | 0.007 | 0.019 | 0 | 0.012 | 0 | 0.007
| 0.528 | 0.2 | 0.142 | 0.158 | 0.014 | 0.026 | 0.014 | 0.099 | 0.008
| 0.528 | 0.454 | 0.109 | 0.395 | 0.011 | 0.217 | 0.013 | 0.357 | 0.008
| 0.528 | 0.564 | 0.095 | 0.512 | 0.005 | 0.387 | 0.016 | 0.491 | 0.007
| 0.528 | 0.582 | 0.102 | 0.53 | 0.003 | 0.441 | 0.015 | 0.425 | 0.005
| 0.528 | 0.539 | 0.111 | 0.454 | 0.008 | 0.267 | 0.01 | 0.231 | 0.004
| 0.528 | 0.387 | 0.118 | 0.282 | 0.034 | 0.135 | 0.01 | 0.137 | 0.003
| 0.528 | 0.173 | 0.136 | 0.074 | 0.08 | 0.052 | 0.01 | 0.054 | 0.008
| 0.528 | 0 | 0.176 | 0 | 0.131 | 0.001 | 0.01 | 0.002 | 0.014
| 0.528 | 0 | 0.198 | 0 | 0.151 | 0 | 0.01 | 0 | 0.013
| 0.528 | 0 | 0.192 | 0 | 0.156 | 0 | 0.013 | 0 | 0.011
| 0.528 | 0 | 0.201 | 0 | 0.154 | 0 | 0.021 | 0 | 0.012
| 0.528 | 0 | 0.2 | 0 | 0.177 | 0 | 0.032 | 0 | 0.01
| 0.528 | 0 | 0.206 | 0 | 0.201 | 0 | 0.051 | 0 | 0.005
| 0.528 | 0 | 0.215 | 0 | 0.233 | 0 | 0.046 | 0 | 0.002
| 0.528 | 0 | 0.22 | 0 | 0.268 | 0 | 0.026 | 0 | 0.002
| 0.528 | 0 | 0.218 | 0 | 0.279 | 0 | 0.013 | 0 | 0.002
| 0.528 | 0 | 0.223 | 0 | 0.277 | 0 | 0.013 | 0 | 0.001
| 0.528 | 0 | 0.228 | 0 | 0.28 | 0 | 0.021 | 0 | 0
| 0.528 | 0 | 0.233 | 0 | 0.301 | 0 | 0.025 | 0 | 0
| 0.528 | 0 | 0.244 | 0 | 0.302 | 0 | 0.025 | 0 | 0
| 0.528 | 0 | 0.249 | 0 | 0.311 | 0 | 0.026 | 0 | 0
| 0.528 | 0 | 0.261 | 0 | 0.337 | 0 | 0.026 | 0 | 0
| 0.528 | 0 | 0.265 | 0 | 0.341 | 0 | 0.025 | 0 | 0.001
| 0.528 | 0.013 | 0.291 | 0 | 0.333 | 0 | 0.024 | 0 | 0.004
| 0.528 | 0.09 | 0.303 | 0.046 | 0.334 | 0.013 | 0.02 | 0.006 | 0.009
| 0.528 | 0.193 | 0.328 | 0.187 | 0.292 | 0.094 | 0.016 | 0.033 | 0.01
| 0.528 | 0.386 | 0.289 | 0.387 | 0.257 | 0.137 | 0.011 | 0.056 | 0.01
| 0.528 | 0.246 | 0.211 | 0.476 | 0.256 | 0.156 | 0.004 | 0.088 | 0.007
| 0.528 | 0.093 | 0.171 | 0.415 | 0.294 | 0.176 | 0.001 | 0.108 | 0.006
| 0.528 | 0.056 | 0.161 | 0.261 | 0.403 | 0.155 | 0 | 0.125 | 0.005
| 0.528 | 0.022 | 0.166 | 0.048 | 0.447 | 0.075 | 0 | 0.066 | 0.008
| 0.528 | 0 | 0.159 | 0 | 0.458 | 0.001 | 0 | 0.003 | 0.019
| 0.528 | 0 | 0.15 | 0 | 0.379 | 0 | 0 | 0 | 0.029
| 0.528 | 0 | 0.135 | 0 | 0.283 | 0 | 0 | 0 | 0.026
| 0.528 | 0 | 0.127 | 0 | 0.219 | 0 | 0 | 0 | 0.022
| 0.528 | 0 | 0.112 | 0 | 0.187 | 0 | 0.002 | 0 | 0.023
| 0.528 | 0 | 0.105 | 0 | 0.133 | 0 | 0.006 | 0 | 0.031
| 0.528 | 0 | 0.108 | 0 | 0.118 | 0 | 0.01 | 0 | 0.041
| 0.528 | 0 | 0.089 | 0 | 0.07 | 0 | 0.014 | 0 | 0.048
| 0.528 | 0 | 0.067 | 0 | 0.034 | 0 | 0.018 | 0 | 0.049
| 0.528 | 0 | 0.049 | 0 | 0.032 | 0 | 0.015 | 0 | 0.045
| 0.528 | 0 | 0.035 | 0 | 0.041 | 0 | 0.012 | 0 | 0.045
| 0.528 | 0 | 0.027 | 0 | 0.04 | 0 | 0.016 | 0 | 0.05
| 0.528 | 0 | 0.025 | 0 | 0.032 | 0 | 0.032 | 0 | 0.049
| 0.528 | 0 | 0.025 | 0 | 0.025 | 0 | 0.048 | 0 | 0.048
| 0.528 | 0 | 0.019 | 0 | 0.021 | 0 | 0.049 | 0 | 0.045
| 0.528 | 0 | 0.006 | 0 | 0.017 | 0 | 0.05 | 0 | 0.039
| 0.528 | 0.009 | 0.001 | 0.005 | 0.01 | 0 | 0.054 | 0 | 0.039
| 0.528 | 0.062 | 0 | 0.132 | 0.002 | 0.001 | 0.063 | 0.008 | 0.038
| 0.528 | 0.121 | 0 | 0.282 | 0 | 0.021 | 0.072 | 0.032 | 0.042
| 0.528 | 0.163 | 0 | 0.357 | 0 | 0.044 | 0.072 | 0.048 | 0.038
| 0.528 | 0.177 | 0 | 0.364 | 0 | 0.051 | 0.063 | 0.044 | 0.034
| 0.528 | 0.161 | 0 | 0.323 | 0.001 | 0.045 | 0.054 | 0.032 | 0.036
| 0.528 | 0.097 | 0 | 0.22 | 0.005 | 0.033 | 0.051 | 0.021 | 0.041
| 0.528 | 0.028 | 0 | 0.037 | 0.02 | 0.014 | 0.057 | 0.008 | 0.046
| 0.528 | 0 | 0 | 0 | 0.042 | 0 | 0.064 | 0 | 0.049
| 0.528 | 0 | 0.001 | 0 | 0.046 | 0 | 0.067 | 0 | 0.049
| 0.528 | 0 | 0.004 | 0 | 0.043 | 0 | 0.068 | 0 | 0.046
| 0.528 | 0 | 0.011 | 0 | 0.042 | 0 | 0.058 | 0 | 0.044
| 0.528 | 0 | 0.018 | 0 | 0.039 | 0 | 0.047 | 0 | 0.046
| 0.528 | 0 | 0.026 | 0 | 0.042 | 0 | 0.042 | 0 | 0.046
| 0.528 | 0 | 0.038 | 0 | 0.044 | 0 | 0.039 | 0 | 0.042
| 0.528 | 0 | 0.054 | 0 | 0.042 | 0 | 0.04 | 0 | 0.039
| 0.528 | 0 | 0.058 | 0 | 0.036 | 0 | 0.041 | 0 | 0.035
| 0.528 | 0 | 0.075 | 0 | 0.027 | 0 | 0.043 | 0 | 0.035
| 0.528 | 0 | 0.088 | 0 | 0.017 | 0 | 0.044 | 0 | 0.033
| 0.528 | 0 | 0.093 | 0 | 0.008 | 0 | 0.043 | 0 | 0.029
| 0.528 | 0 | 0.096 | 0 | 0.003 | 0 | 0.031 | 0 | 0.024
| 0.528 | 0 | 0.118 | 0 | 0.001 | 0 | 0.025 | 0 | 0.021
| 0.528 | 0 | 0.142 | 0 | 0 | 0 | 0.02 | 0 | 0.019
| 0.528 | 0 | 0.157 | 0 | 0 | 0 | 0.014 | 0 | 0.017
| 0.528 | 0.007 | 0.175 | 0 | 0 | 0 | 0.012 | 0 | 0.015
| 0.528 | 0.068 | 0.171 | 0.018 | 0 | 0.001 | 0.014 | 0.006 | 0.015
| 0.528 | 0.141 | 0.161 | 0.039 | 0 | 0.039 | 0.014 | 0.025 | 0.013
| 0.528 | 0.205 | 0.168 | 0.061 | 0.001 | 0.113 | 0.015 | 0.042 | 0.012
| 0.528 | 0.228 | 0.15 | 0.088 | 0.003 | 0.115 | 0.013 | 0.052 | 0.011
| 0.528 | 0.165 | 0.171 | 0.104 | 0.012 | 0.091 | 0.007 | 0.053 | 0.009
| 0.528 | 0.103 | 0.137 | 0.068 | 0.04 | 0.071 | 0.003 | 0.04 | 0.009
| 0.528 | 0.028 | 0.144 | 0.011 | 0.094 | 0.037 | 0.002 | 0.016 | 0.01
| 0.528 | 0 | 0.159 | 0 | 0.139 | 0 | 0.001 | 0 | 0.012
| 0.528 | 0 | 0.162 | 0 | 0.124 | 0 | 0.001 | 0 | 0.015
| 0.528 | 0 | 0.167 | 0 | 0.096 | 0 | 0.001 | 0 | 0.017
| 0.528 | 0 | 0.17 | 0 | 0.07 | 0 | 0.002 | 0 | 0.02
| 0.528 | 0 | 0.178 | 0 | 0.053 | 0 | 0.002 | 0 | 0.02
| 0.528 | 0 | 0.184 | 0 | 0.041 | 0 | 0.001 | 0 | 0.016
| 0.528 | 0 | 0.191 | 0 | 0.034 | 0 | 0.001 | 0 | 0.012
| 0.528 | 0 | 0.192 | 0 | 0.029 | 0 | 0.001 | 0 | 0.009
| 0.528 | 0 | 0.197 | 0 | 0.025 | 0 | 0.001 | 0 | 0.008
| 0.528 | 0 | 0.206 | 0 | 0.025 | 0 | 0.001 | 0 | 0.007
| 0.528 | 0 | 0.218 | 0 | 0.026 | 0 | 0.003 | 0 | 0.007
| 0.528 | 0 | 0.225 | 0 | 0.024 | 0 | 0.004 | 0 | 0.006
| 0.528 | 0 | 0.233 | 0 | 0.022 | 0 | 0.005 | 0 | 0.005
| 0.528 | 0 | 0.243 | 0 | 0.039 | 0 | 0.006 | 0 | 0.005
| 0.528 | 0 | 0.274 | 0 | 0.055 | 0 | 0.008 | 0 | 0.003
| 0.528 | 0 | 0.266 | 0 | 0.063 | 0 | 0.007 | 0 | 0.003
| 0.528 | 0.004 | 0.243 | 0 | 0.085 | 0 | 0.007 | 0 | 0.003
| 0.528 | 0.038 | 0.223 | 0.025 | 0.07 | 0.004 | 0.007 | 0.003 | 0.003
| 0.528 | 0.072 | 0.2 | 0.06 | 0.025 | 0.063 | 0.004 | 0.02 | 0.003
| 0.528 | 0.089 | 0.172 | 0.06 | 0.01 | 0.141 | 0.001 | 0.039 | 0.003
| 0.528 | 0.08 | 0.153 | 0.034 | 0.007 | 0.186 | 0 | 0.053 | 0.005
| 0.528 | 0.063 | 0.153 | 0.021 | 0.007 | 0.187 | 0 | 0.055 | 0.005
| 0.528 | 0.043 | 0.219 | 0.01 | 0.013 | 0.147 | 0.001 | 0.04 | 0.005
| 0.528 | 0.01 | 0.256 | 0 | 0.027 | 0.069 | 0.004 | 0.018 | 0.007
| 0.528 | 0 | 0.289 | 0 | 0.042 | 0 | 0.015 | 0 | 0.009
| 0.528 | 0 | 0.31 | 0 | 0.049 | 0 | 0.023 | 0 | 0.013
| 0.528 | 0 | 0.297 | 0 | 0.057 | 0 | 0.025 | 0 | 0.017
| 0.528 | 0 | 0.284 | 0 | 0.083 | 0 | 0.015 | 0 | 0.018
| 0.528 | 0 | 0.265 | 0 | 0.096 | 0 | 0.009 | 0 | 0.016
| 0.528 | 0 | 0.242 | 0 | 0.103 | 0 | 0.012 | 0 | 0.011
| 0.528 | 0 | 0.221 | 0 | 0.111 | 0 | 0.029 | 0 | 0.008
| 0.528 | 0 | 0.195 | 0 | 0.116 | 0 | 0.046 | 0 | 0.018
| 0.528 | 0 | 0.175 | 0 | 0.132 | 0 | 0.039 | 0 | 0.041
| 0.528 | 0 | 0.134 | 0 | 0.137 | 0 | 0.031 | 0 | 0.064
| 0.528 | 0 | 0.093 | 0 | 0.153 | 0 | 0.027 | 0 | 0.053
| 0.528 | 0 | 0.085 | 0 | 0.142 | 0 | 0.03 | 0 | 0.036
| 0.528 | 0 | 0.05 | 0 | 0.133 | 0 | 0.029 | 0 | 0.058
| 0.528 | 0 | 0.027 | 0 | 0.13 | 0 | 0.021 | 0 | 0.089
| 0.528 | 0 | 0.028 | 0 | 0.135 | 0 | 0.015 | 0 | 0.129
| 0.528 | 0 | 0.025 | 0 | 0.12 | 0 | 0.01 | 0 | 0.155
| 0.528 | 0.004 | 0.008 | 0 | 0.084 | 0 | 0.02 | 0 | 0.166
| 0.528 | 0.042 | 0.002 | 0.013 | 0.08 | 0 | 0.034 | 0.003 | 0.153
| 0.528 | 0.059 | 0.002 | 0.032 | 0.068 | 0.016 | 0.04 | 0.022 | 0.105
| 0.528 | 0.068 | 0.003 | 0.041 | 0.059 | 0.052 | 0.035 | 0.041 | 0.042
| 0.528 | 0.077 | 0.01 | 0.039 | 0.062 | 0.083 | 0.032 | 0.054 | 0.018
| 0.528 | 0.071 | 0.039 | 0.026 | 0.06 | 0.072 | 0.03 | 0.063 | 0.008
| 0.528 | 0.037 | 0.086 | 0.009 | 0.058 | 0.054 | 0.033 | 0.046 | 0.003
| 0.528 | 0.004 | 0.113 | 0 | 0.059 | 0.016 | 0.032 | 0.019 | 0.001
| 0.528 | 0 | 0.122 | 0 | 0.062 | 0 | 0.028 | 0 | 0.002
| 0.528 | 0 | 0.123 | 0 | 0.059 | 0 | 0.018 | 0 | 0.008
| 0.528 | 0 | 0.126 | 0 | 0.059 | 0 | 0.01 | 0 | 0.012
| 0.528 | 0 | 0.118 | 0 | 0.06 | 0 | 0.008 | 0 | 0.017
| 0.528 | 0 | 0.109 | 0 | 0.056 | 0 | 0.007 | 0 | 0.028
| 0.528 | 0 | 0.09 | 0 | 0.05 | 0 | 0.008 | 0 | 0.03
| 0.528 | 0 | 0.095 | 0 | 0.05 | 0 | 0.009 | 0 | 0.021
| 0.528 | 0 | 0.097 | 0 | 0.046 | 0 | 0.009 | 0 | 0.012
| 0.528 | 0 | 0.101 | 0 | 0.038 | 0 | 0.011 | 0 | 0.006
| 0.528 | 0 | 0.099 | 0 | 0.037 | 0 | 0.017 | 0 | 0.002
| 0.528 | 0 | 0.096 | 0 | 0.038 | 0 | 0.026 | 0 | 0.001
| 0.528 | 0 | 0.084 | 0 | 0.04 | 0 | 0.035 | 0 | 0
| 0.528 | 0 | 0.074 | 0 | 0.045 | 0 | 0.042 | 0 | 0
| 0.528 | 0 | 0.067 | 0 | 0.05 | 0 | 0.05 | 0 | 0
| 0.528 | 0 | 0.069 | 0 | 0.054 | 0 | 0.054 | 0 | 0
| 0.528 | 0 | 0.057 | 0 | 0.052 | 0 | 0.058 | 0 | 0
| 0.528 | 0.004 | 0.053 | 0 | 0.053 | 0 | 0.054 | 0 | 0
| 0.528 | 0.069 | 0.044 | 0.005 | 0.05 | 0 | 0.051 | 0.005 | 0.002
| 0.528 | 0.174 | 0.018 | 0.02 | 0.051 | 0.025 | 0.045 | 0.027 | 0.005
| 0.528 | 0.26 | 0.001 | 0.033 | 0.044 | 0.064 | 0.048 | 0.055 | 0.006
| 0.528 | 0.298 | 0 | 0.037 | 0.035 | 0.081 | 0.036 | 0.07 | 0.007
| 0.528 | 0.268 | 0 | 0.031 | 0.026 | 0.084 | 0.021 | 0.058 | 0.007
| 0.528 | 0.224 | 0.001 | 0.025 | 0.01 | 0.07 | 0.018 | 0.038 | 0.009
| 0.528 | 0.065 | 0.007 | 0.003 | 0.003 | 0.032 | 0.025 | 0.01 | 0.006
| 0.528 | 0 | 0.022 | 0 | 0 | 0 | 0.03 | 0 | 0.008
| 0.528 | 0 | 0.041 | 0 | 0.001 | 0 | 0.028 | 0 | 0.016
| 0.528 | 0 | 0.064 | 0 | 0.017 | 0 | 0.027 | 0 | 0.03
| 0.528 | 0 | 0.101 | 0 | 0.068 | 0 | 0.035 | 0 | 0.015
| 0.528 | 0 | 0.158 | 0 | 0.119 | 0 | 0.04 | 0 | 0.003
| 0.528 | 0 | 0.23 | 0 | 0.144 | 0 | 0.036 | 0 | 0.008
| 0.528 | 0 | 0.235 | 0 | 0.13 | 0 | 0.032 | 0 | 0.013
| 0.528 | 0 | 0.192 | 0 | 0.102 | 0 | 0.027 | 0 | 0.012
| 0.528 | 0 | 0.243 | 0 | 0.067 | 0 | 0.027 | 0 | 0.011
| 0.528 | 0 | 0.348 | 0 | 0.013 | 0 | 0.032 | 0 | 0.001
| 0.528 | 0 | 0.292 | 0 | 0.012 | 0 | 0.039 | 0 | 0
| 0.528 | 0 | 0.246 | 0 | 0.011 | 0 | 0.043 | 0 | 0
| 0.528 | 0 | 0.256 | 0 | 0.011 | 0 | 0.045 | 0 | 0
| 0.528 | 0 | 0.236 | 0 | 0.009 | 0 | 0.048 | 0 | 0.001
| 0.528 | 0 | 0.238 | 0 | 0.01 | 0 | 0.05 | 0 | 0.002
| 0.528 | 0 | 0.201 | 0 | 0.021 | 0 | 0.045 | 0 | 0.001
| 0.528 | 0.002 | 0.148 | 0 | 0.029 | 0 | 0.049 | 0 | 0
| 0.528 | 0.034 | 0.083 | 0.034 | 0.021 | 0 | 0.053 | 0.02 | 0
| 0.528 | 0.075 | 0.035 | 0.11 | 0.005 | 0.034 | 0.056 | 0.072 | 0.001
| 0.528 | 0.152 | 0.019 | 0.154 | 0.002 | 0.084 | 0.058 | 0.111 | 0.001
| 0.528 | 0.219 | 0.012 | 0.15 | 0.001 | 0.113 | 0.041 | 0.115 | 0.003
| 0.528 | 0.18 | 0.014 | 0.116 | 0 | 0.111 | 0.025 | 0.095 | 0.004
| 0.528 | 0.064 | 0.017 | 0.052 | 0.001 | 0.084 | 0.019 | 0.058 | 0.011
| 0.528 | 0.009 | 0.019 | 0.002 | 0.001 | 0.031 | 0.024 | 0.02 | 0.01
| 0.528 | 0 | 0.022 | 0 | 0.001 | 0 | 0.031 | 0 | 0.013
| 0.528 | 0 | 0.045 | 0 | 0.001 | 0 | 0.041 | 0 | 0.013
| 0.528 | 0 | 0.1 | 0 | 0 | 0 | 0.039 | 0 | 0.013
| 0.528 | 0 | 0.146 | 0 | 0 | 0 | 0.042 | 0 | 0.011
| 0.528 | 0 | 0.18 | 0 | 0 | 0 | 0.045 | 0 | 0.012
| 0.528 | 0 | 0.219 | 0 | 0 | 0 | 0.04 | 0 | 0.011
| 0.528 | 0 | 0.221 | 0 | 0 | 0 | 0.038 | 0 | 0.015
| 0.528 | 0 | 0.257 | 0 | 0 | 0 | 0.035 | 0 | 0.014
| 0.528 | 0 | 0.28 | 0 | 0 | 0 | 0.03 | 0 | 0.022
| 0.528 | 0 | 0.274 | 0 | 0 | 0 | 0.024 | 0 | 0.037
| 0.528 | 0 | 0.251 | 0 | 0 | 0 | 0.018 | 0 | 0.055
| 0.528 | 0 | 0.241 | 0 | 0 | 0 | 0.013 | 0 | 0.067
| 0.528 | 0 | 0.233 | 0 | 0.003 | 0 | 0.017 | 0 | 0.077
| 0.528 | 0 | 0.245 | 0 | 0.009 | 0 | 0.021 | 0 | 0.083
| 0.528 | 0 | 0.255 | 0 | 0.015 | 0 | 0.021 | 0 | 0.06
| 0.528 | 0 | 0.241 | 0 | 0.023 | 0 | 0.021 | 0 | 0.029
| 0.528 | 0 | 0.196 | 0 | 0.032 | 0 | 0.019 | 0 | 0.009
| 0.528 | 0.018 | 0.133 | 0.031 | 0.046 | 0 | 0.017 | 0.006 | 0.003
| 0.528 | 0.041 | 0.087 | 0.09 | 0.029 | 0.013 | 0.016 | 0.038 | 0.005
| 0.528 | 0.062 | 0.042 | 0.133 | 0.003 | 0.033 | 0.017 | 0.074 | 0.017
| 0.528 | 0.075 | 0.034 | 0.14 | 0 | 0.043 | 0.019 | 0.086 | 0.034
| 0.528 | 0.07 | 0.034 | 0.117 | 0.001 | 0.04 | 0.012 | 0.07 | 0.046
| 0.528 | 0.026 | 0.028 | 0.055 | 0.002 | 0.025 | 0.006 | 0.057 | 0.086
| 0.528 | 0.001 | 0.016 | 0.002 | 0.009 | 0.006 | 0.002 | 0.022 | 0.092
| 0.528 | 0 | 0.021 | 0 | 0.015 | 0 | 0.001 | 0 | 0.08
| 0.528 | 0 | 0.033 | 0 | 0.014 | 0 | 0 | 0 | 0.059
| 0.528 | 0 | 0.041 | 0 | 0.009 | 0 | 0 | 0 | 0.049
| 0.528 | 0 | 0.048 | 0 | 0.008 | 0 | 0 | 0 | 0.042
| 0.528 | 0 | 0.058 | 0 | 0.014 | 0 | 0 | 0 | 0.043
| 0.528 | 0 | 0.064 | 0 | 0.025 | 0 | 0 | 0 | 0.041
| 0.528 | 0 | 0.041 | 0 | 0.028 | 0 | 0.002 | 0 | 0.03
| 0.528 | 0 | 0.012 | 0 | 0.027 | 0 | 0.005 | 0 | 0.021
| 0.528 | 0 | 0.009 | 0 | 0.027 | 0 | 0.009 | 0 | 0.011
| 0.528 | 0 | 0.013 | 0 | 0.01 | 0 | 0.011 | 0 | 0.01
| 0.528 | 0 | 0.011 | 0 | 0.001 | 0 | 0.015 | 0 | 0.005
| 0.528 | 0 | 0.007 | 0 | 0 | 0 | 0.016 | 0 | 0.002
| 0.528 | 0 | 0.005 | 0 | 0.001 | 0 | 0.013 | 0 | 0
| 0.528 | 0 | 0.003 | 0 | 0.001 | 0 | 0.011 | 0 | 0
| 0.528 | 0 | 0.002 | 0 | 0.003 | 0 | 0.01 | 0 | 0
| 0.528 | 0 | 0.004 | 0 | 0.008 | 0 | 0.01 | 0 | 0
| 0.528 | 0.006 | 0.014 | 0 | 0.017 | 0 | 0.008 | 0 | 0
| 0.528 | 0.096 | 0.028 | 0.06 | 0.031 | 0 | 0.006 | 0.011 | 0
| 0.528 | 0.207 | 0.048 | 0.172 | 0.043 | 0.024 | 0.003 | 0.06 | 0
| 0.528 | 0.267 | 0.031 | 0.246 | 0.032 | 0.061 | 0.002 | 0.098 | 0.001
| 0.528 | 0.299 | 0.008 | 0.242 | 0.013 | 0.086 | 0.001 | 0.112 | 0.002
| 0.528 | 0.236 | 0.004 | 0.144 | 0.006 | 0.081 | 0 | 0.114 | 0.001
| 0.528 | 0.133 | 0.008 | 0.085 | 0.009 | 0.058 | 0 | 0.08 | 0.002
| 0.528 | 0.021 | 0.043 | 0.004 | 0.035 | 0.02 | 0 | 0.029 | 0.005
| 0.528 | 0 | 0.096 | 0 | 0.062 | 0 | 0 | 0 | 0.008
| 0.528 | 0 | 0.115 | 0 | 0.077 | 0 | 0 | 0 | 0.011
| 0.528 | 0 | 0.103 | 0 | 0.083 | 0 | 0 | 0 | 0.012
| 0.528 | 0 | 0.109 | 0 | 0.079 | 0 | 0 | 0 | 0.015
| 0.528 | 0 | 0.109 | 0 | 0.059 | 0 | 0 | 0 | 0.014
| 0.528 | 0 | 0.108 | 0 | 0.043 | 0 | 0 | 0 | 0.015
| 0.528 | 0 | 0.134 | 0 | 0.029 | 0 | 0 | 0 | 0.018
| 0.528 | 0 | 0.129 | 0 | 0.036 | 0 | 0 | 0 | 0.02
| 0.528 | 0 | 0.12 | 0 | 0.072 | 0 | 0 | 0 | 0.023
| 0.528 | 0 | 0.123 | 0 | 0.134 | 0 | 0 | 0 | 0.024
| 0.528 | 0 | 0.101 | 0 | 0.214 | 0 | 0 | 0 | 0.027
| 0.528 | 0 | 0.085 | 0 | 0.219 | 0 | 0 | 0 | 0.03
| 0.528 | 0 | 0.084 | 0 | 0.169 | 0 | 0 | 0 | 0.029
| 0.528 | 0 | 0.086 | 0 | 0.199 | 0 | 0 | 0 | 0.032
| 0.528 | 0 | 0.071 | 0 | 0.181 | 0 | 0 | 0 | 0.037
| 0.528 | 0 | 0.041 | 0 | 0.119 | 0 | 0 | 0 | 0.041
| 0.528 | 0.007 | 0.021 | 0 | 0.124 | 0 | 0.001 | 0 | 0.044
| 0.528 | 0.103 | 0.007 | 0.032 | 0.113 | 0 | 0.005 | 0.037 | 0.046
| 0.528 | 0.226 | 0.002 | 0.067 | 0.07 | 0.044 | 0.011 | 0.155 | 0.043
| 0.528 | 0.302 | 0.001 | 0.093 | 0.051 | 0.116 | 0.015 | 0.272 | 0.03
| 0.528 | 0.28 | 0.002 | 0.105 | 0.049 | 0.161 | 0.014 | 0.382 | 0.024
| 0.528 | 0.18 | 0.043 | 0.093 | 0.041 | 0.168 | 0.016 | 0.442 | 0.025
| 0.528 | 0.088 | 0.104 | 0.054 | 0.051 | 0.134 | 0.025 | 0.361 | 0.034
| 0.528 | 0.011 | 0.176 | 0.001 | 0.089 | 0.054 | 0.042 | 0.182 | 0.046
| 0.528 | 0 | 0.197 | 0 | 0.123 | 0 | 0.073 | 0.001 | 0.058
| 0.528 | 0 | 0.233 | 0 | 0.12 | 0 | 0.094 | 0 | 0.069
| 0.528 | 0 | 0.319 | 0 | 0.114 | 0 | 0.115 | 0 | 0.075
| 0.528 | 0 | 0.315 | 0 | 0.104 | 0 | 0.127 | 0 | 0.078
| 0.528 | 0 | 0.309 | 0 | 0.088 | 0 | 0.144 | 0 | 0.084
| 0.528 | 0 | 0.362 | 0 | 0.085 | 0 | 0.133 | 0 | 0.095
| 0.528 | 0 | 0.391 | 0 | 0.084 | 0 | 0.106 | 0 | 0.101
| 0.528 | 0 | 0.432 | 0 | 0.084 | 0 | 0.085 | 0 | 0.108
| 0.528 | 0 | 0.476 | 0 | 0.074 | 0 | 0.095 | 0 | 0.114
| 0.528 | 0 | 0.535 | 0 | 0.057 | 0 | 0.146 | 0 | 0.128
| 0.528 | 0 | 0.577 | 0 | 0.054 | 0 | 0.204 | 0 | 0.142
| 0.528 | 0 | 0.639 | 0 | 0.056 | 0 | 0.227 | 0 | 0.144
| 0.528 | 0 | 0.669 | 0 | 0.059 | 0 | 0.227 | 0 | 0.167
| 0.528 | 0 | 0.688 | 0 | 0.06 | 0 | 0.237 | 0 | 0.38
| 0.528 | 0 | 0.697 | 0 | 0.062 | 0 | 0.253 | 0 | 0.429
| 0.528 | 0 | 0.683 | 0 | 0.054 | 0 | 0.22 | 0 | 0.476
| 0.528 | 0 | 0.684 | 0 | 0.05 | 0 | 0.188 | 0 | 0.471
| 0.528 | 0.012 | 0.697 | 0.047 | 0.054 | 0 | 0.172 | 0.039 | 0.454
| 0.528 | 0.032 | 0.688 | 0.173 | 0.045 | 0.12 | 0.16 | 0.186 | 0.442
| 0.528 | 0.047 | 0.686 | 0.289 | 0.02 | 0.295 | 0.15 | 0.343 | 0.426
| 0.528 | 0.044 | 0.681 | 0.289 | 0.015 | 0.39 | 0.14 | 0.448 | 0.432
| 0.528 | 0.029 | 0.687 | 0.196 | 0.018 | 0.387 | 0.127 | 0.45 | 0.419
| 0.528 | 0.012 | 0.704 | 0.079 | 0.03 | 0.288 | 0.126 | 0.357 | 0.401
| 0.528 | 0 | 0.724 | 0.001 | 0.051 | 0.118 | 0.127 | 0.178 | 0.403
| 0.528 | 0 | 0.737 | 0 | 0.069 | 0 | 0.118 | 0 | 0.447
| 0.528 | 0 | 0.74 | 0 | 0.069 | 0 | 0.103 | 0 | 0.466
| 0.528 | 0 | 0.724 | 0 | 0.059 | 0 | 0.09 | 0 | 0.448
| 0.528 | 0 | 0.697 | 0 | 0.054 | 0 | 0.072 | 0 | 0.423
| 0.528 | 0 | 0.671 | 0 | 0.053 | 0 | 0.054 | 0 | 0.382
| 0.528 | 0 | 0.63 | 0 | 0.058 | 0 | 0.045 | 0 | 0.334
| 0.528 | 0 | 0.574 | 0 | 0.065 | 0 | 0.038 | 0 | 0.282
| 0.528 | 0 | 0.532 | 0 | 0.071 | 0 | 0.031 | 0 | 0.228
| 0.528 | 0 | 0.501 | 0 | 0.079 | 0 | 0.024 | 0 | 0.171
| 0.528 | 0 | 0.466 | 0 | 0.09 | 0 | 0.03 | 0 | 0.126
| 0.528 | 0 | 0.428 | 0 | 0.093 | 0 | 0.034 | 0 | 0.099
| 0.528 | 0 | 0.384 | 0 | 0.101 | 0 | 0.03 | 0 | 0.083
| 0.528 | 0 | 0.341 | 0 | 0.126 | 0 | 0.027 | 0 | 0.067
| 0.528 | 0 | 0.319 | 0 | 0.175 | 0 | 0.022 | 0 | 0.05
| 0.528 | 0 | 0.294 | 0 | 0.227 | 0 | 0.015 | 0 | 0.045
| 0.528 | 0 | 0.274 | 0 | 0.241 | 0 | 0.005 | 0 | 0.051
| 0.528 | 0 | 0.243 | 0 | 0.224 | 0 | 0.001 | 0 | 0.059
| 0.528 | 0.038 | 0.201 | 0.128 | 0.227 | 0 | 0 | 0.085 | 0.065
| 0.528 | 0.096 | 0.176 | 0.361 | 0.208 | 0.123 | 0 | 0.33 | 0.07
| 0.528 | 0.142 | 0.152 | 0.447 | 0.152 | 0.306 | 0 | 0.502 | 0.068
| 0.528 | 0.149 | 0.123 | 0.456 | 0.086 | 0.403 | 0 | 0.568 | 0.05
| 0.528 | 0.121 | 0.093 | 0.381 | 0.049 | 0.399 | 0.001 | 0.54 | 0.039
| 0.528 | 0.089 | 0.053 | 0.216 | 0.041 | 0.3 | 0.004 | 0.419 | 0.037
| 0.528 | 0.017 | 0.025 | 0.008 | 0.06 | 0.126 | 0.009 | 0.21 | 0.036
| 0.528 | 0 | 0.018 | 0 | 0.126 | 0 | 0.013 | 0 | 0.032
| 0.528 | 0 | 0.017 | 0 | 0.22 | 0 | 0.012 | 0 | 0.027
| 0.528 | 0 | 0.017 | 0 | 0.249 | 0 | 0.009 | 0 | 0.024
| 0.528 | 0 | 0.013 | 0 | 0.249 | 0 | 0.005 | 0 | 0.022
| 0.528 | 0 | 0.013 | 0 | 0.245 | 0 | 0.003 | 0 | 0.022
| 0.528 | 0 | 0.025 | 0 | 0.232 | 0 | 0.002 | 0 | 0.021
| 0.528 | 0 | 0.054 | 0 | 0.233 | 0 | 0.001 | 0 | 0.019
| 0.528 | 0 | 0.105 | 0 | 0.245 | 0 | 0.001 | 0 | 0.017
| 0.528 | 0 | 0.151 | 0 | 0.254 | 0 | 0.001 | 0 | 0.014
| 0.528 | 0 | 0.158 | 0 | 0.241 | 0 | 0.001 | 0 | 0.013
| 0.528 | 0 | 0.179 | 0 | 0.256 | 0 | 0.001 | 0 | 0.011
| 0.528 | 0 | 0.19 | 0 | 0.355 | 0 | 0 | 0 | 0.011
| 0.528 | 0 | 0.183 | 0 | 0.459 | 0 | 0 | 0 | 0.01
| 0.528 | 0 | 0.186 | 0 | 0.373 | 0 | 0 | 0 | 0.011
| 0.528 | 0 | 0.123 | 0 | 0.253 | 0 | 0 | 0 | 0.012
| 0.528 | 0 | 0.073 | 0 | 0.254 | 0 | 0 | 0 | 0.012
| 0.528 | 0.015 | 0.036 | 0 | 0.208 | 0 | 0 | 0 | 0.013
| 0.528 | 0.267 | 0.017 | 0.075 | 0.137 | 0 | 0 | 0.052 | 0.014
| 0.528 | 0.502 | 0.021 | 0.287 | 0.07 | 0.091 | 0.001 | 0.252 | 0.014
| 0.528 | 0.616 | 0.043 | 0.445 | 0.024 | 0.247 | 0.001 | 0.444 | 0.013
| 0.528 | 0.624 | 0.035 | 0.479 | 0.008 | 0.36 | 0 | 0.522 | 0.009
| 0.528 | 0.54 | 0.039 | 0.4 | 0.011 | 0.35 | 0 | 0.498 | 0.006
| 0.528 | 0.368 | 0.063 | 0.223 | 0.03 | 0.235 | 0 | 0.381 | 0.007
| 0.528 | 0.068 | 0.125 | 0.006 | 0.039 | 0.066 | 0 | 0.18 | 0.008
| 0.528 | 0 | 0.183 | 0 | 0.024 | 0 | 0 | 0 | 0.008
| 0.528 | 0 | 0.166 | 0 | 0.01 | 0 | 0 | 0 | 0.009
| 0.528 | 0 | 0.14 | 0 | 0.007 | 0 | 0.001 | 0 | 0.009
| 0.528 | 0 | 0.112 | 0 | 0.008 | 0 | 0.004 | 0 | 0.008
| 0.528 | 0 | 0.072 | 0 | 0.009 | 0 | 0.008 | 0 | 0.006
| 0.528 | 0 | 0.03 | 0 | 0.014 | 0 | 0.012 | 0 | 0.005
| 0.528 | 0 | 0.012 | 0 | 0.018 | 0 | 0.014 | 0 | 0.005
| 0.528 | 0 | 0.016 | 0 | 0.025 | 0 | 0.01 | 0 | 0.004
| 0.528 | 0 | 0.038 | 0 | 0.036 | 0 | 0.007 | 0 | 0.003
| 0.528 | 0 | 0.103 | 0 | 0.059 | 0 | 0.005 | 0 | 0.003
| 0.528 | 0 | 0.231 | 0 | 0.093 | 0 | 0.003 | 0 | 0.005
| 0.528 | 0 | 0.388 | 0 | 0.107 | 0 | 0.002 | 0 | 0.006
| 0.528 | 0 | 0.34 | 0 | 0.1 | 0 | 0.001 | 0 | 0.006
| 0.528 | 0 | 0.255 | 0 | 0.092 | 0 | 0 | 0 | 0.006
| 0.528 | 0 | 0.274 | 0 | 0.086 | 0 | 0 | 0 | 0.006
| 0.528 | 0 | 0.262 | 0 | 0.096 | 0 | 0 | 0 | 0.007
| 0.528 | 0.002 | 0.257 | 0 | 0.118 | 0 | 0 | 0 | 0.01
| 0.528 | 0.073 | 0.261 | 0.022 | 0.141 | 0 | 0.001 | 0.001 | 0.01
| 0.528 | 0.14 | 0.305 | 0.066 | 0.112 | 0.01 | 0.005 | 0.015 | 0.011
| 0.528 | 0.167 | 0.326 | 0.091 | 0.072 | 0.034 | 0.009 | 0.031 | 0.011
| 0.528 | 0.168 | 0.335 | 0.118 | 0.069 | 0.051 | 0.009 | 0.04 | 0.011
| 0.528 | 0.154 | 0.363 | 0.119 | 0.093 | 0.048 | 0.01 | 0.038 | 0.012
| 0.528 | 0.088 | 0.368 | 0.058 | 0.199 | 0.03 | 0.014 | 0.025 | 0.012
| 0.528 | 0.01 | 0.367 | 0 | 0.228 | 0.007 | 0.02 | 0.006 | 0.015
| 0.528 | 0 | 0.367 | 0 | 0.228 | 0 | 0.026 | 0 | 0.024
| 0.528 | 0 | 0.355 | 0 | 0.284 | 0 | 0.026 | 0 | 0.029
| 0.528 | 0 | 0.35 | 0 | 0.207 | 0 | 0.026 | 0 | 0.028
| 0.528 | 0 | 0.332 | 0 | 0.114 | 0 | 0.015 | 0 | 0.026
| 0.528 | 0 | 0.305 | 0 | 0.099 | 0 | 0.012 | 0 | 0.022
| 0.528 | 0 | 0.269 | 0 | 0.082 | 0 | 0.012 | 0 | 0.011
| 0.528 | 0 | 0.248 | 0 | 0.07 | 0 | 0.006 | 0 | 0.007
| 0.528 | 0 | 0.237 | 0 | 0.052 | 0 | 0.006 | 0 | 0.005
| 0.528 | 0 | 0.229 | 0 | 0.033 | 0 | 0.006 | 0 | 0.008
| 0.528 | 0 | 0.209 | 0 | 0.024 | 0 | 0.003 | 0 | 0.011
| 0.528 | 0 | 0.222 | 0 | 0.025 | 0 | 0.001 | 0 | 0.013
| 0.528 | 0 | 0.235 | 0 | 0.022 | 0 | 0.001 | 0 | 0.014
| 0.528 | 0 | 0.24 | 0 | 0.024 | 0 | 0.001 | 0 | 0.014
| 0.528 | 0 | 0.241 | 0 | 0.038 | 0 | 0 | 0 | 0.009
| 0.528 | 0 | 0.218 | 0 | 0.065 | 0 | 0 | 0 | 0.008
| 0.528 | 0 | 0.185 | 0 | 0.101 | 0 | 0 | 0 | 0.004
| 0.528 | 0 | 0.165 | 0 | 0.139 | 0 | 0 | 0 | 0.001
| 0.528 | 0.028 | 0.147 | 0.051 | 0.169 | 0 | 0 | 0.013 | 0
| 0.528 | 0.062 | 0.129 | 0.227 | 0.162 | 0.072 | 0 | 0.085 | 0
| 0.528 | 0.083 | 0.137 | 0.336 | 0.137 | 0.214 | 0 | 0.152 | 0
| 0.528 | 0.094 | 0.133 | 0.332 | 0.105 | 0.3 | 0.001 | 0.162 | 0
| 0.528 | 0.082 | 0.114 | 0.231 | 0.118 | 0.296 | 0.002 | 0.13 | 0
| 0.528 | 0.082 | 0.136 | 0.126 | 0.15 | 0.198 | 0.003 | 0.081 | 0
| 0.528 | 0.017 | 0.184 | 0.001 | 0.284 | 0.068 | 0.005 | 0.024 | 0
| 0.528 | 0 | 0.203 | 0 | 0.346 | 0 | 0.011 | 0 | 0
| 0.528 | 0 | 0.204 | 0 | 0.371 | 0 | 0.018 | 0 | 0
| 0.528 | 0 | 0.245 | 0 | 0.468 | 0 | 0.022 | 0 | 0.001
| 0.528 | 0 | 0.238 | 0 | 0.55 | 0 | 0.025 | 0 | 0.001
| 0.528 | 0 | 0.2 | 0 | 0.541 | 0 | 0.03 | 0 | 0.001
| 0.528 | 0 | 0.179 | 0 | 0.538 | 0 | 0.032 | 0 | 0.002
| 0.528 | 0 | 0.204 | 0 | 0.45 | 0 | 0.03 | 0 | 0.001
| 0.528 | 0 | 0.193 | 0 | 0.37 | 0 | 0.036 | 0 | 0
| 0.528 | 0 | 0.252 | 0 | 0.301 | 0 | 0.045 | 0 | 0.001
| 0.528 | 0 | 0.271 | 0 | 0.26 | 0 | 0.051 | 0 | 0.001
| 0.528 | 0 | 0.242 | 0 | 0.256 | 0 | 0.051 | 0 | 0
| 0.528 | 0 | 0.223 | 0 | 0.31 | 0 | 0.054 | 0 | 0
| 0.528 | 0 | 0.223 | 0 | 0.358 | 0 | 0.054 | 0 | 0
| 0.528 | 0 | 0.205 | 0 | 0.407 | 0 | 0.053 | 0 | 0
| 0.528 | 0 | 0.163 | 0 | 0.358 | 0 | 0.054 | 0 | 0
| 0.528 | 0 | 0.138 | 0 | 0.253 | 0 | 0.053 | 0 | 0
| 0.528 | 0 | 0.141 | 0 | 0.136 | 0 | 0.054 | 0 | 0
| 0.528 | 0.055 | 0.135 | 0.049 | 0.036 | 0 | 0.061 | 0 | 0
| 0.528 | 0.142 | 0.111 | 0.139 | 0.003 | 0.003 | 0.069 | 0.012 | 0
| 0.528 | 0.148 | 0.089 | 0.158 | 0 | 0.016 | 0.076 | 0.032 | 0
| 0.528 | 0.084 | 0.088 | 0.125 | 0 | 0.028 | 0.079 | 0.047 | 0
| 0.528 | 0.047 | 0.099 | 0.06 | 0.001 | 0.06 | 0.086 | 0.052 | 0
| 0.528 | 0.02 | 0.128 | 0.019 | 0.025 | 0.058 | 0.104 | 0.031 | 0
| 0.528 | 0 | 0.165 | 0 | 0.071 | 0.016 | 0.118 | 0.005 | 0
| 0.528 | 0 | 0.194 | 0 | 0.107 | 0 | 0.133 | 0 | 0
| 0.528 | 0 | 0.214 | 0 | 0.1 | 0 | 0.137 | 0 | 0
| 0.528 | 0 | 0.233 | 0 | 0.093 | 0 | 0.143 | 0 | 0
| 0.528 | 0 | 0.225 | 0 | 0.093 | 0 | 0.234 | 0 | 0
| 0.528 | 0 | 0.217 | 0 | 0.091 | 0 | 0.289 | 0 | 0.001
| 0.528 | 0 | 0.213 | 0 | 0.073 | 0 | 0.237 | 0 | 0
| 0.528 | 0 | 0.22 | 0 | 0.085 | 0 | 0.201 | 0 | 0
| 0.528 | 0 | 0.227 | 0 | 0.131 | 0 | 0.188 | 0 | 0
| 0.528 | 0 | 0.223 | 0 | 0.207 | 0 | 0.167 | 0 | 0
| 0.528 | 0 | 0.24 | 0 | 0.334 | 0 | 0.138 | 0 | 0
| 0.528 | 0 | 0.249 | 0 | 0.343 | 0 | 0.156 | 0 | 0
| 0.528 | 0 | 0.253 | 0 | 0.3 | 0 | 0.156 | 0 | 0
| 0.528 | 0 | 0.264 | 0 | 0.272 | 0 | 0.145 | 0 | 0
| 0.528 | 0 | 0.277 | 0 | 0.249 | 0 | 0.138 | 0 | 0
| 0.528 | 0 | 0.294 | 0 | 0.303 | 0 | 0.106 | 0 | 0
| 0.528 | 0 | 0.286 | 0 | 0.308 | 0 | 0.087 | 0 | 0
| 0.528 | 0 | 0.281 | 0 | 0.304 | 0 | 0.068 | 0 | 0
| 0.528 | 0.056 | 0.262 | 0.015 | 0.341 | 0 | 0.055 | 0.004 | 0
| 0.528 | 0.146 | 0.247 | 0.073 | 0.459 | 0.023 | 0.042 | 0.041 | 0
| 0.528 | 0.21 | 0.225 | 0.246 | 0.394 | 0.086 | 0.03 | 0.096 | 0
| 0.528 | 0.229 | 0.201 | 0.273 | 0.364 | 0.119 | 0.021 | 0.122 | 0
| 0.528 | 0.197 | 0.192 | 0.208 | 0.341 | 0.106 | 0.015 | 0.121 | 0
| 0.528 | 0.107 | 0.189 | 0.094 | 0.255 | 0.066 | 0.013 | 0.093 | 0.001
| 0.528 | 0.009 | 0.207 | 0 | 0.231 | 0.015 | 0.012 | 0.04 | 0.004
| 0.528 | 0 | 0.245 | 0 | 0.279 | 0 | 0.014 | 0 | 0.008
| 0.528 | 0 | 0.229 | 0 | 0.225 | 0 | 0.014 | 0 | 0.01
| 0.528 | 0 | 0.213 | 0 | 0.14 | 0 | 0.011 | 0 | 0.013
| 0.528 | 0 | 0.202 | 0 | 0.112 | 0 | 0.011 | 0 | 0.016
| 0.528 | 0 | 0.185 | 0 | 0.092 | 0 | 0.01 | 0 | 0.017
| 0.528 | 0 | 0.168 | 0 | 0.037 | 0 | 0.008 | 0 | 0.019
| 0.528 | 0 | 0.146 | 0 | 0.003 | 0 | 0.007 | 0 | 0.022
| 0.528 | 0 | 0.144 | 0 | 0 | 0 | 0.005 | 0 | 0.025
| 0.528 | 0 | 0.132 | 0 | 0 | 0 | 0.004 | 0 | 0.029
| 0.528 | 0 | 0.127 | 0 | 0.017 | 0 | 0.001 | 0 | 0.039
| 0.528 | 0 | 0.121 | 0 | 0.071 | 0 | 0 | 0 | 0.046
| 0.528 | 0 | 0.118 | 0 | 0.139 | 0 | 0 | 0 | 0.046
| 0.528 | 0 | 0.118 | 0 | 0.199 | 0 | 0 | 0 | 0.049
| 0.528 | 0 | 0.126 | 0 | 0.241 | 0 | 0 | 0 | 0.061
| 0.528 | 0 | 0.144 | 0 | 0.268 | 0 | 0 | 0 | 0.079
| 0.528 | 0 | 0.141 | 0 | 0.243 | 0 | 0 | 0 | 0.09
| 0.528 | 0 | 0.131 | 0 | 0.225 | 0 | 0 | 0 | 0.089
| 0.528 | 0.058 | 0.094 | 0.03 | 0.22 | 0 | 0 | 0.011 | 0.087
| 0.528 | 0.154 | 0.071 | 0.132 | 0.157 | 0.035 | 0 | 0.074 | 0.085
| 0.528 | 0.26 | 0.058 | 0.215 | 0.064 | 0.12 | 0 | 0.155 | 0.069
| 0.528 | 0.303 | 0.053 | 0.237 | 0.039 | 0.177 | 0 | 0.235 | 0.057
| 0.528 | 0.25 | 0.054 | 0.189 | 0.085 | 0.173 | 0 | 0.291 | 0.055
| 0.528 | 0.14 | 0.068 | 0.134 | 0.189 | 0.097 | 0.001 | 0.234 | 0.061
| 0.528 | 0.017 | 0.128 | 0 | 0.248 | 0.024 | 0.003 | 0.084 | 0.069
| 0.528 | 0 | 0.18 | 0 | 0.271 | 0 | 0.007 | 0 | 0.074
| 0.528 | 0 | 0.172 | 0 | 0.322 | 0 | 0.009 | 0 | 0.078
| 0.528 | 0 | 0.171 | 0 | 0.407 | 0 | 0.012 | 0 | 0.082
| 0.528 | 0 | 0.19 | 0 | 0.295 | 0 | 0.008 | 0 | 0.084
| 0.528 | 0 | 0.239 | 0 | 0.098 | 0 | 0.004 | 0 | 0.083
| 0.528 | 0 | 0.302 | 0 | 0.021 | 0 | 0.002 | 0 | 0.081
| 0.528 | 0 | 0.291 | 0 | 0.003 | 0 | 0.001 | 0 | 0.079
| 0.528 | 0 | 0.253 | 0 | 0 | 0 | 0.001 | 0 | 0.082
| 0.528 | 0 | 0.193 | 0 | 0 | 0 | 0 | 0 | 0.09
| 0.528 | 0 | 0.148 | 0 | 0 | 0 | 0.001 | 0 | 0.093
| 0.528 | 0 | 0.133 | 0 | 0 | 0 | 0.001 | 0 | 0.093
| 0.528 | 0 | 0.133 | 0 | 0 | 0 | 0.001 | 0 | 0.095
| 0.528 | 0 | 0.137 | 0 | 0.001 | 0 | 0.002 | 0 | 0.099
| 0.528 | 0 | 0.125 | 0 | 0.003 | 0 | 0.002 | 0 | 0.096
| 0.528 | 0 | 0.105 | 0 | 0.006 | 0 | 0.001 | 0 | 0.098
| 0.528 | 0 | 0.107 | 0 | 0.007 | 0 | 0.002 | 0 | 0.106
| 0.528 | 0 | 0.108 | 0 | 0.011 | 0 | 0.003 | 0 | 0.114
| 0.528 | 0.067 | 0.092 | 0.064 | 0.017 | 0 | 0.004 | 0.006 | 0.115
| 0.528 | 0.129 | 0.066 | 0.258 | 0.021 | 0.037 | 0.005 | 0.039 | 0.112
| 0.528 | 0.159 | 0.061 | 0.364 | 0.031 | 0.146 | 0.006 | 0.065 | 0.101
| 0.528 | 0.153 | 0.049 | 0.353 | 0.035 | 0.247 | 0.007 | 0.076 | 0.086
| 0.528 | 0.116 | 0.041 | 0.24 | 0.012 | 0.265 | 0.007 | 0.067 | 0.076
| 0.528 | 0.067 | 0.045 | 0.081 | 0.005 | 0.118 | 0.008 | 0.042 | 0.073
| 0.528 | 0.006 | 0.063 | 0 | 0.002 | 0.024 | 0.009 | 0.01 | 0.083
| 0.528 | 0 | 0.072 | 0 | 0.002 | 0 | 0.01 | 0 | 0.086
| 0.528 | 0 | 0.068 | 0 | 0.004 | 0 | 0.012 | 0 | 0.084
| 0.528 | 0 | 0.057 | 0 | 0.01 | 0 | 0.015 | 0 | 0.084
| 0.528 | 0 | 0.062 | 0 | 0.014 | 0 | 0.016 | 0 | 0.093
| 0.528 | 0 | 0.061 | 0 | 0.008 | 0 | 0.017 | 0 | 0.101
| 0.528 | 0 | 0.025 | 0 | 0.003 | 0 | 0.02 | 0 | 0.104
| 0.528 | 0 | 0.009 | 0 | 0.002 | 0 | 0.022 | 0 | 0.105
| 0.528 | 0 | 0.006 | 0 | 0.002 | 0 | 0.024 | 0 | 0.113
| 0.528 | 0 | 0.002 | 0 | 0.001 | 0 | 0.023 | 0 | 0.116
| 0.528 | 0 | 0.001 | 0 | 0 | 0 | 0.018 | 0 | 0.106
| 0.528 | 0 | 0.015 | 0 | 0.002 | 0 | 0.017 | 0 | 0.099
| 0.528 | 0 | 0.042 | 0 | 0.016 | 0 | 0.017 | 0 | 0.094
| 0.528 | 0 | 0.06 | 0 | 0.01 | 0 | 0.018 | 0 | 0.082
| 0.528 | 0 | 0.036 | 0 | 0.003 | 0 | 0.013 | 0 | 0.068
| 0.528 | 0 | 0.028 | 0 | 0.004 | 0 | 0.012 | 0 | 0.06
| 0.528 | 0 | 0.023 | 0 | 0.006 | 0 | 0.014 | 0 | 0.054
| 0.528 | 0 | 0.015 | 0 | 0.005 | 0 | 0.015 | 0 | 0.049
| 0.528 | 0.005 | 0.004 | 0.005 | 0.001 | 0 | 0.014 | 0 | 0.038
| 0.528 | 0.019 | 0 | 0.023 | 0 | 0.01 | 0.01 | 0.011 | 0.023
| 0.528 | 0.029 | 0 | 0.03 | 0 | 0.031 | 0.006 | 0.025 | 0.013
| 0.528 | 0.029 | 0 | 0.029 | 0 | 0.041 | 0.001 | 0.04 | 0.004
| 0.528 | 0.023 | 0.002 | 0.02 | 0.002 | 0.039 | 0.001 | 0.043 | 0.004
| 0.528 | 0.01 | 0.03 | 0.006 | 0.003 | 0.032 | 0.001 | 0.027 | 0.006
| 0.528 | 0 | 0.131 | 0 | 0.008 | 0.009 | 0.001 | 0.005 | 0.041
| 0.528 | 0 | 0.161 | 0 | 0.012 | 0 | 0.004 | 0 | 0.072
| 0.528 | 0 | 0.22 | 0 | 0.012 | 0 | 0.008 | 0 | 0.07
| 0.528 | 0 | 0.258 | 0 | 0.01 | 0 | 0.013 | 0 | 0.054
| 0.528 | 0 | 0.291 | 0 | 0.005 | 0 | 0.013 | 0 | 0.035
| 0.528 | 0 | 0.309 | 0 | 0.005 | 0 | 0.01 | 0 | 0.019
| 0.528 | 0 | 0.289 | 0 | 0.012 | 0 | 0.014 | 0 | 0.009
| 0.528 | 0 | 0.285 | 0 | 0.013 | 0 | 0.02 | 0 | 0.003
| 0.528 | 0 | 0.282 | 0 | 0.005 | 0 | 0.022 | 0 | 0.002
| 0.528 | 0 | 0.27 | 0 | 0.001 | 0 | 0.025 | 0 | 0.004
| 0.528 | 0 | 0.251 | 0 | 0 | 0 | 0.023 | 0 | 0.006
| 0.528 | 0 | 0.229 | 0 | 0.001 | 0 | 0.017 | 0 | 0.01
| 0.528 | 0 | 0.239 | 0 | 0.02 | 0 | 0.016 | 0 | 0.015
| 0.528 | 0 | 0.249 | 0 | 0.074 | 0 | 0.02 | 0 | 0.018
| 0.528 | 0 | 0.239 | 0 | 0.118 | 0 | 0.026 | 0 | 0.019
| 0.528 | 0 | 0.219 | 0 | 0.109 | 0 | 0.022 | 0 | 0.034
| 0.528 | 0 | 0.196 | 0 | 0.059 | 0 | 0.018 | 0 | 0.055
| 0.528 | 0 | 0.183 | 0 | 0.04 | 0 | 0.021 | 0 | 0.07
| 0.528 | 0.065 | 0.155 | 0.023 | 0.023 | 0 | 0.029 | 0.009 | 0.079
| 0.528 | 0.177 | 0.119 | 0.148 | 0.008 | 0.011 | 0.039 | 0.071 | 0.102
| 0.528 | 0.255 | 0.079 | 0.246 | 0.003 | 0.04 | 0.041 | 0.132 | 0.107
| 0.528 | 0.258 | 0.054 | 0.257 | 0.003 | 0.059 | 0.041 | 0.128 | 0.1
| 0.528 | 0.199 | 0.05 | 0.191 | 0.003 | 0.056 | 0.049 | 0.083 | 0.147
| 0.528 | 0.093 | 0.061 | 0.079 | 0.005 | 0.037 | 0.065 | 0.05 | 0.16
| 0.528 | 0.008 | 0.104 | 0 | 0.009 | 0.005 | 0.089 | 0.011 | 0.181
| 0.528 | 0 | 0.155 | 0 | 0.011 | 0 | 0.117 | 0 | 0.184
| 0.528 | 0 | 0.177 | 0 | 0.008 | 0 | 0.129 | 0 | 0.193
| 0.528 | 0 | 0.18 | 0 | 0.005 | 0 | 0.133 | 0 | 0.203
| 0.528 | 0 | 0.16 | 0 | 0.004 | 0 | 0.132 | 0 | 0.21
| 0.528 | 0 | 0.144 | 0 | 0.007 | 0 | 0.133 | 0 | 0.177
| 0.528 | 0 | 0.122 | 0 | 0.011 | 0 | 0.13 | 0 | 0.161
| 0.528 | 0 | 0.093 | 0 | 0.005 | 0 | 0.121 | 0 | 0.143
| 0.528 | 0 | 0.087 | 0 | 0.005 | 0 | 0.118 | 0 | 0.118
| 0.528 | 0 | 0.084 | 0 | 0.007 | 0 | 0.111 | 0 | 0.094
| 0.528 | 0 | 0.102 | 0 | 0.009 | 0 | 0.104 | 0 | 0.084
| 0.528 | 0 | 0.133 | 0 | 0.005 | 0 | 0.091 | 0 | 0.076
| 0.528 | 0 | 0.152 | 0 | 0.003 | 0 | 0.081 | 0 | 0.133
| 0.528 | 0 | 0.167 | 0 | 0.002 | 0 | 0.088 | 0 | 0.138
| 0.528 | 0 | 0.192 | 0 | 0.001 | 0 | 0.103 | 0 | 0.141
| 0.528 | 0 | 0.213 | 0 | 0 | 0 | 0.084 | 0 | 0.159
| 0.528 | 0 | 0.223 | 0 | 0 | 0 | 0.063 | 0 | 0.176
| 0.528 | 0 | 0.241 | 0 | 0 | 0 | 0.054 | 0 | 0.154
| 0.528 | 0.05 | 0.232 | 0.004 | 0 | 0 | 0.058 | 0.001 | 0.151
| 0.528 | 0.142 | 0.188 | 0.048 | 0 | 0.005 | 0.077 | 0.023 | 0.189
| 0.528 | 0.182 | 0.167 | 0.092 | 0 | 0.023 | 0.087 | 0.033 | 0.234
| 0.528 | 0.204 | 0.133 | 0.09 | 0 | 0.075 | 0.072 | 0.036 | 0.274
| 0.528 | 0.157 | 0.108 | 0.054 | 0 | 0.088 | 0.071 | 0.029 | 0.344
| 0.528 | 0.061 | 0.118 | 0.02 | 0 | 0.05 | 0.08 | 0.014 | 0.401
| 0.528 | 0.001 | 0.139 | 0 | 0.006 | 0.006 | 0.091 | 0.001 | 0.457
| 0.528 | 0 | 0.178 | 0 | 0.023 | 0 | 0.103 | 0 | 0.422
| 0.528 | 0 | 0.216 | 0 | 0.041 | 0 | 0.105 | 0 | 0.331
| 0.528 | 0 | 0.254 | 0 | 0.04 | 0 | 0.101 | 0 | 0.28
| 0.528 | 0 | 0.506 | 0 | 0.041 | 0 | 0.088 | 0 | 0.321
| 0.528 | 0 | 0.624 | 0 | 0.034 | 0 | 0.083 | 0 | 0.399
| 0.528 | 0 | 0.639 | 0 | 0.039 | 0 | 0.088 | 0 | 0.329
| 0.528 | 0 | 0.588 | 0 | 0.021 | 0 | 0.081 | 0 | 0.177
| 0.528 | 0 | 0.545 | 0 | 0.017 | 0 | 0.092 | 0 | 0.103
| 0.528 | 0 | 0.481 | 0 | 0.031 | 0 | 0.157 | 0 | 0.063
| 0.528 | 0 | 0.458 | 0 | 0.041 | 0 | 0.204 | 0 | 0.048
| 0.528 | 0 | 0.493 | 0 | 0.029 | 0 | 0.176 | 0 | 0.055
| 0.528 | 0 | 0.528 | 0 | 0.04 | 0 | 0.149 | 0 | 0.093
| 0.528 | 0 | 0.624 | 0 | 0.052 | 0 | 0.099 | 0 | 0.089
| 0.528 | 0 | 0.684 | 0 | 0.021 | 0 | 0.077 | 0 | 0.099
| 0.528 | 0 | 0.675 | 0 | 0.004 | 0 | 0.067 | 0 | 0.108
| 0.528 | 0 | 0.648 | 0 | 0.003 | 0 | 0.068 | 0 | 0.261
| 0.528 | 0 | 0.627 | 0 | 0.007 | 0 | 0.054 | 0 | 0.216
| 0.528 | 0.013 | 0.64 | 0.001 | 0.009 | 0 | 0.04 | 0 | 0.128
| 0.528 | 0.06 | 0.636 | 0.018 | 0.017 | 0.002 | 0.038 | 0.016 | 0.156
| 0.528 | 0.115 | 0.67 | 0.046 | 0.014 | 0.014 | 0.044 | 0.042 | 0.278
| 0.528 | 0.13 | 0.639 | 0.064 | 0.006 | 0.021 | 0.038 | 0.049 | 0.284
| 0.528 | 0.059 | 0.601 | 0.014 | 0.011 | 0.016 | 0.022 | 0.033 | 0.491
| 0.528 | 0.017 | 0.536 | 0.001 | 0.017 | 0.008 | 0.022 | 0.015 | 0.523
| 0.528 | 0 | 0.508 | 0 | 0.015 | 0 | 0.025 | 0.002 | 0.464
| 0.528 | 0 | 0.567 | 0 | 0.015 | 0 | 0.017 | 0 | 0.506
| 0.528 | 0 | 0.649 | 0 | 0.016 | 0 | 0.013 | 0 | 0.556
| 0.528 | 0 | 0.774 | 0 | 0.01 | 0 | 0.012 | 0 | 0.504
| 0.528 | 0 | 0.857 | 0 | 0.014 | 0 | 0.012 | 0 | 0.514
| 0.528 | 0 | 0.912 | 0 | 0.032 | 0 | 0.007 | 0 | 0.613
| 0.528 | 0 | 0.91 | 0 | 0.028 | 0 | 0.003 | 0 | 0.691
| 0.528 | 0 | 0.916 | 0 | 0.024 | 0 | 0.001 | 0 | 0.666
| 0.528 | 0 | 0.906 | 0 | 0.022 | 0 | 0.001 | 0 | 0.525
| 0.528 | 0 | 0.841 | 0 | 0.026 | 0 | 0.001 | 0 | 0.391
| 0.528 | 0 | 0.683 | 0 | 0.02 | 0 | 0.005 | 0 | 0.21
| 0.528 | 0 | 0.471 | 0 | 0.019 | 0 | 0.012 | 0 | 0.065
| 0.528 | 0 | 0.341 | 0 | 0.024 | 0 | 0.024 | 0 | 0.01
| 0.528 | 0 | 0.271 | 0 | 0.034 | 0 | 0.034 | 0 | 0.015
| 0.528 | 0 | 0.153 | 0 | 0.046 | 0 | 0.044 | 0 | 0.045
| 0.528 | 0 | 0.064 | 0 | 0.046 | 0 | 0.054 | 0 | 0.074
| 0.528 | 0 | 0.032 | 0 | 0.03 | 0 | 0.035 | 0 | 0.155
| 0.528 | 0 | 0.024 | 0 | 0.018 | 0 | 0.004 | 0 | 0.245
| 0.528 | 0.018 | 0.016 | 0.005 | 0.011 | 0 | 0 | 0 | 0.386
| 0.528 | 0.018 | 0.035 | 0.051 | 0.001 | 0.021 | 0 | 0.028 | 0.507
| 0.528 | 0.018 | 0.078 | 0.072 | 0.001 | 0.071 | 0.003 | 0.051 | 0.498
| 0.528 | 0.021 | 0.089 | 0.062 | 0 | 0.082 | 0.008 | 0.032 | 0.442
| 0.528 | 0.02 | 0.083 | 0.031 | 0.003 | 0.069 | 0.02 | 0.027 | 0.28
| 0.528 | 0.009 | 0.081 | 0.007 | 0.004 | 0.038 | 0.029 | 0.016 | 0.165
| 0.528 | 0 | 0.082 | 0 | 0.005 | 0.006 | 0.059 | 0.005 | 0.135
| 0.528 | 0 | 0.061 | 0 | 0.002 | 0 | 0.105 | 0 | 0.169
| 0.528 | 0 | 0.051 | 0 | 0.01 | 0 | 0.121 | 0 | 0.256
| 0.528 | 0 | 0.034 | 0 | 0.021 | 0 | 0.118 | 0 | 0.403
| 0.528 | 0 | 0.015 | 0 | 0.016 | 0 | 0.146 | 0 | 0.485
| 0.528 | 0 | 0.005 | 0 | 0.004 | 0 | 0.146 | 0 | 0.424
| 0.528 | 0 | 0.002 | 0 | 0.005 | 0 | 0.122 | 0 | 0.341
| 0.528 | 0 | 0.001 | 0 | 0.003 | 0 | 0.096 | 0 | 0.286
| 0.528 | 0 | 0.003 | 0 | 0.001 | 0 | 0.081 | 0 | 0.261
| 0.528 | 0 | 0.003 | 0 | 0.001 | 0 | 0.071 | 0 | 0.25
| 0.528 | 0 | 0.001 | 0 | 0.001 | 0 | 0.064 | 0 | 0.233
| 0.528 | 0 | 0.001 | 0 | 0.005 | 0 | 0.053 | 0 | 0.229
| 0.528 | 0 | 0.005 | 0 | 0.014 | 0 | 0.042 | 0 | 0.251
| 0.528 | 0 | 0.026 | 0 | 0.013 | 0 | 0.034 | 0 | 0.268
| 0.528 | 0 | 0.061 | 0 | 0.007 | 0 | 0.022 | 0 | 0.278
| 0.528 | 0 | 0.104 | 0 | 0.005 | 0 | 0.014 | 0 | 0.309
| 0.528 | 0 | 0.164 | 0 | 0.004 | 0 | 0.013 | 0 | 0.386
| 0.528 | 0 | 0.168 | 0 | 0.006 | 0 | 0.013 | 0 | 0.438
| 0.528 | 0.033 | 0.107 | 0.006 | 0.005 | 0 | 0.012 | 0 | 0.45
| 0.528 | 0.096 | 0.056 | 0.051 | 0.001 | 0.007 | 0.009 | 0.009 | 0.422
| 0.528 | 0.141 | 0.035 | 0.089 | 0 | 0.055 | 0.006 | 0.022 | 0.358
| 0.528 | 0.148 | 0.024 | 0.099 | 0 | 0.13 | 0.005 | 0.037 | 0.28
| 0.528 | 0.119 | 0.014 | 0.063 | 0 | 0.197 | 0.008 | 0.047 | 0.219
| 0.528 | 0.059 | 0.013 | 0.02 | 0 | 0.146 | 0.015 | 0.033 | 0.184
| 0.528 | 0.001 | 0.008 | 0 | 0 | 0.029 | 0.018 | 0.006 | 0.161
| 0.528 | 0 | 0 | 0 | 0 | 0 | 0.018 | 0 | 0.14
| 0.528 | 0 | 0.002 | 0 | 0.001 | 0 | 0.016 | 0 | 0.115
| 0.528 | 0 | 0.019 | 0 | 0.003 | 0 | 0.014 | 0 | 0.084
| 0.528 | 0 | 0.059 | 0 | 0.006 | 0 | 0.008 | 0 | 0.055
| 0.528 | 0 | 0.058 | 0 | 0.025 | 0 | 0.003 | 0 | 0.043
| 0.528 | 0 | 0.058 | 0 | 0.058 | 0 | 0.001 | 0 | 0.027
| 0.528 | 0 | 0.061 | 0 | 0.089 | 0 | 0.001 | 0 | 0.013
| 0.528 | 0 | 0.048 | 0 | 0.103 | 0 | 0 | 0 | 0.007
| 0.528 | 0 | 0.027 | 0 | 0.043 | 0 | 0 | 0 | 0.005
| 0.528 | 0 | 0.014 | 0 | 0.022 | 0 | 0 | 0 | 0.007
| 0.528 | 0 | 0.008 | 0 | 0.021 | 0 | 0.001 | 0 | 0.009
| 0.528 | 0 | 0.004 | 0 | 0.012 | 0 | 0.002 | 0 | 0.009
| 0.528 | 0 | 0.004 | 0 | 0.001 | 0 | 0.003 | 0 | 0.009
| 0.528 | 0 | 0.003 | 0 | 0 | 0 | 0.004 | 0 | 0.012
| 0.528 | 0 | 0.001 | 0 | 0 | 0 | 0.007 | 0 | 0.015
| 0.528 | 0 | 0 | 0 | 0 | 0 | 0.008 | 0 | 0.014
| 0.528 | 0 | 0.004 | 0 | 0 | 0 | 0.009 | 0 | 0.012
| 0.528 | 0.031 | 0.046 | 0.007 | 0 | 0 | 0.012 | 0 | 0.01
| 0.528 | 0.109 | 0.127 | 0.062 | 0.004 | 0.01 | 0.02 | 0.02 | 0.005
| 0.528 | 0.169 | 0.167 | 0.124 | 0.004 | 0.042 | 0.027 | 0.041 | 0.001
| 0.528 | 0.187 | 0.097 | 0.149 | 0.002 | 0.059 | 0.031 | 0.05 | 0
| 0.528 | 0.143 | 0.101 | 0.119 | 0.001 | 0.053 | 0.035 | 0.047 | 0
| 0.528 | 0.067 | 0.147 | 0.031 | 0.001 | 0.032 | 0.036 | 0.032 | 0
| 0.528 | 0.003 | 0.193 | 0 | 0.001 | 0.004 | 0.034 | 0.006 | 0
| 0.528 | 0 | 0.234 | 0 | 0.002 | 0 | 0.036 | 0 | 0
| 0.528 | 0 | 0.261 | 0 | 0.003 | 0 | 0.04 | 0 | 0
| 0.528 | 0 | 0.261 | 0 | 0.002 | 0 | 0.042 | 0 | 0
| 0.528 | 0 | 0.23 | 0 | 0.001 | 0 | 0.044 | 0 | 0
| 0.528 | 0 | 0.219 | 0 | 0.001 | 0 | 0.054 | 0 | 0.001
| 0.528 | 0 | 0.212 | 0 | 0.001 | 0 | 0.065 | 0 | 0.002
| 0.528 | 0 | 0.209 | 0 | 0.003 | 0 | 0.057 | 0 | 0.003
| 0.528 | 0 | 0.209 | 0 | 0.007 | 0 | 0.048 | 0 | 0.002
| 0.528 | 0 | 0.212 | 0 | 0.012 | 0 | 0.049 | 0 | 0.002
| 0.528 | 0 | 0.228 | 0 | 0.026 | 0 | 0.05 | 0 | 0.001
| 0.528 | 0 | 0.231 | 0 | 0.062 | 0 | 0.05 | 0 | 0.001
| 0.528 | 0 | 0.229 | 0 | 0.115 | 0 | 0.05 | 0 | 0
| 0.528 | 0 | 0.223 | 0 | 0.144 | 0 | 0.048 | 0 | 0
| 0.528 | 0 | 0.211 | 0 | 0.138 | 0 | 0.04 | 0 | 0
| 0.528 | 0 | 0.197 | 0 | 0.113 | 0 | 0.039 | 0 | 0
| 0.528 | 0 | 0.181 | 0 | 0.085 | 0 | 0.042 | 0 | 0.001
| 0.528 | 0 | 0.165 | 0 | 0.077 | 0 | 0.032 | 0 | 0.002
| 0.528 | 0.046 | 0.145 | 0.023 | 0.077 | 0 | 0.023 | 0.001 | 0.004
| 0.528 | 0.142 | 0.135 | 0.138 | 0.088 | 0.011 | 0.022 | 0.021 | 0.006
| 0.528 | 0.215 | 0.118 | 0.234 | 0.084 | 0.05 | 0.023 | 0.045 | 0.008
| 0.528 | 0.222 | 0.11 | 0.233 | 0.085 | 0.079 | 0.019 | 0.058 | 0.009
| 0.528 | 0.177 | 0.11 | 0.145 | 0.098 | 0.074 | 0.018 | 0.05 | 0.009
| 0.528 | 0.092 | 0.119 | 0.051 | 0.156 | 0.045 | 0.019 | 0.025 | 0.013
| 0.528 | 0.003 | 0.142 | 0 | 0.251 | 0.003 | 0.019 | 0.004 | 0.018
| 0.528 | 0 | 0.147 | 0 | 0.337 | 0 | 0.025 | 0 | 0.025
| 0.528 | 0 | 0.141 | 0 | 0.364 | 0 | 0.03 | 0 | 0.031
| 0.528 | 0 | 0.135 | 0 | 0.385 | 0 | 0.032 | 0 | 0.035
| 0.528 | 0 | 0.126 | 0 | 0.342 | 0 | 0.033 | 0 | 0.038
| 0.528 | 0 | 0.12 | 0 | 0.282 | 0 | 0.035 | 0 | 0.041
| 0.528 | 0 | 0.115 | 0 | 0.231 | 0 | 0.035 | 0 | 0.044
| 0.528 | 0 | 0.103 | 0 | 0.19 | 0 | 0.037 | 0 | 0.047
| 0.528 | 0 | 0.093 | 0 | 0.167 | 0 | 0.039 | 0 | 0.048
| 0.528 | 0 | 0.09 | 0 | 0.176 | 0 | 0.043 | 0 | 0.048
| 0.528 | 0 | 0.096 | 0 | 0.184 | 0 | 0.048 | 0 | 0.06
| 0.528 | 0 | 0.101 | 0 | 0.16 | 0 | 0.053 | 0 | 0.072
| 0.528 | 0 | 0.097 | 0 | 0.089 | 0 | 0.058 | 0 | 0.064
| 0.528 | 0 | 0.101 | 0 | 0.019 | 0 | 0.062 | 0 | 0.058
| 0.528 | 0 | 0.105 | 0 | 0 | 0 | 0.061 | 0 | 0.061
| 0.528 | 0 | 0.103 | 0 | 0 | 0 | 0.066 | 0 | 0.07
| 0.528 | 0 | 0.098 | 0 | 0.001 | 0 | 0.068 | 0 | 0.077
| 0.528 | 0 | 0.092 | 0 | 0.011 | 0 | 0.061 | 0 | 0.082
| 0.528 | 0.03 | 0.084 | 0.021 | 0.031 | 0 | 0.065 | 0.01 | 0.088
| 0.528 | 0.098 | 0.054 | 0.101 | 0.049 | 0.007 | 0.07 | 0.073 | 0.092
| 0.528 | 0.165 | 0.022 | 0.151 | 0.049 | 0.08 | 0.075 | 0.153 | 0.09
| 0.528 | 0.187 | 0.01 | 0.164 | 0.031 | 0.102 | 0.086 | 0.21 | 0.085
| 0.528 | 0.134 | 0.005 | 0.153 | 0.027 | 0.06 | 0.087 | 0.149 | 0.089
| 0.528 | 0.06 | 0.004 | 0.075 | 0.037 | 0.027 | 0.094 | 0.067 | 0.089
| 0.528 | 0.002 | 0.006 | 0 | 0.056 | 0.001 | 0.105 | 0.012 | 0.091
| 0.528 | 0 | 0.008 | 0 | 0.081 | 0 | 0.118 | 0 | 0.098
| 0.528 | 0 | 0.009 | 0 | 0.112 | 0 | 0.124 | 0 | 0.108
| 0.528 | 0 | 0.012 | 0 | 0.113 | 0 | 0.122 | 0 | 0.122
| 0.528 | 0 | 0.021 | 0 | 0.068 | 0 | 0.123 | 0 | 0.115
| 0.528 | 0 | 0.043 | 0 | 0.042 | 0 | 0.117 | 0 | 0.112
| 0.528 | 0 | 0.079 | 0 | 0.03 | 0 | 0.108 | 0 | 0.111
| 0.528 | 0 | 0.12 | 0 | 0.02 | 0 | 0.1 | 0 | 0.113
| 0.528 | 0 | 0.108 | 0 | 0.014 | 0 | 0.093 | 0 | 0.115
| 0.528 | 0 | 0.093 | 0 | 0.013 | 0 | 0.086 | 0 | 0.12
| 0.528 | 0 | 0.093 | 0 | 0.017 | 0 | 0.085 | 0 | 0.127
| 0.528 | 0 | 0.092 | 0 | 0.036 | 0 | 0.085 | 0 | 0.133
| 0.528 | 0 | 0.093 | 0 | 0.057 | 0 | 0.084 | 0 | 0.134
| 0.528 | 0 | 0.094 | 0 | 0.068 | 0 | 0.085 | 0 | 0.13
| 0.528 | 0 | 0.103 | 0 | 0.072 | 0 | 0.083 | 0 | 0.123
| 0.528 | 0 | 0.118 | 0 | 0.067 | 0 | 0.073 | 0 | 0.121
| 0.528 | 0 | 0.153 | 0 | 0.057 | 0 | 0.063 | 0 | 0.121
| 0.528 | 0 | 0.192 | 0 | 0.053 | 0 | 0.057 | 0 | 0.13
| 0.528 | 0.113 | 0.223 | 0.03 | 0.054 | 0 | 0.053 | 0.019 | 0.144
| 0.528 | 0.35 | 0.253 | 0.146 | 0.044 | 0.005 | 0.046 | 0.139 | 0.15
| 0.528 | 0.47 | 0.27 | 0.231 | 0.028 | 0.044 | 0.041 | 0.283 | 0.144
| 0.528 | 0.483 | 0.233 | 0.235 | 0.015 | 0.091 | 0.036 | 0.351 | 0.13
| 0.528 | 0.404 | 0.208 | 0.158 | 0.011 | 0.14 | 0.037 | 0.321 | 0.118
| 0.528 | 0.224 | 0.231 | 0.049 | 0.013 | 0.114 | 0.045 | 0.199 | 0.137
| 0.528 | 0.011 | 0.254 | 0 | 0.031 | 0.015 | 0.067 | 0.047 | 0.155
| 0.528 | 0 | 0.252 | 0 | 0.053 | 0 | 0.08 | 0 | 0.191
| 0.528 | 0 | 0.231 | 0 | 0.065 | 0 | 0.089 | 0 | 0.182
| 0.528 | 0 | 0.205 | 0 | 0.08 | 0 | 0.093 | 0 | 0.141
| 0.528 | 0 | 0.192 | 0 | 0.101 | 0 | 0.088 | 0 | 0.114
| 0.528 | 0 | 0.192 | 0 | 0.1 | 0 | 0.076 | 0 | 0.118
| 0.528 | 0 | 0.208 | 0 | 0.085 | 0 | 0.054 | 0 | 0.146
| 0.528 | 0 | 0.232 | 0 | 0.076 | 0 | 0.031 | 0 | 0.106
| 0.528 | 0 | 0.253 | 0 | 0.067 | 0 | 0.03 | 0 | 0.087
| 0.528 | 0 | 0.283 | 0 | 0.057 | 0 | 0.025 | 0 | 0.078
| 0.528 | 0 | 0.34 | 0 | 0.05 | 0 | 0.037 | 0 | 0.086
| 0.528 | 0 | 0.388 | 0 | 0.058 | 0 | 0.048 | 0 | 0.104
| 0.528 | 0 | 0.41 | 0 | 0.083 | 0 | 0.062 | 0 | 0.1
| 0.528 | 0 | 0.407 | 0 | 0.092 | 0 | 0.066 | 0 | 0.084
| 0.528 | 0 | 0.404 | 0 | 0.087 | 0 | 0.059 | 0 | 0.072
| 0.528 | 0 | 0.391 | 0 | 0.088 | 0 | 0.054 | 0 | 0.061
| 0.528 | 0 | 0.337 | 0 | 0.106 | 0 | 0.07 | 0 | 0.051
| 0.528 | 0 | 0.274 | 0 | 0.123 | 0 | 0.034 | 0 | 0.044
| 0.528 | 0.054 | 0.217 | 0.023 | 0.132 | 0 | 0.024 | 0 | 0.041
| 0.528 | 0.122 | 0.177 | 0.136 | 0.13 | 0.003 | 0.02 | 0.015 | 0.036
| 0.528 | 0.151 | 0.147 | 0.232 | 0.084 | 0.022 | 0.015 | 0.034 | 0.026
| 0.528 | 0.15 | 0.127 | 0.246 | 0.026 | 0.035 | 0.007 | 0.043 | 0.018
| 0.528 | 0.127 | 0.144 | 0.182 | 0.008 | 0.033 | 0.005 | 0.039 | 0.013
| 0.528 | 0.081 | 0.193 | 0.065 | 0.012 | 0.014 | 0.005 | 0.019 | 0.011
| 0.528 | 0.004 | 0.259 | 0 | 0.024 | 0 | 0.006 | 0.002 | 0.012
| 0.528 | 0 | 0.315 | 0 | 0.032 | 0 | 0.008 | 0 | 0.015
| 0.528 | 0 | 0.365 | 0 | 0.03 | 0 | 0.01 | 0 | 0.014
| 0.528 | 0 | 0.403 | 0 | 0.026 | 0 | 0.011 | 0 | 0.011
| 0.528 | 0 | 0.42 | 0 | 0.019 | 0 | 0.013 | 0 | 0.012
| 0.528 | 0 | 0.41 | 0 | 0.012 | 0 | 0.016 | 0 | 0.012
| 0.528 | 0 | 0.351 | 0 | 0.008 | 0 | 0.02 | 0 | 0.008
| 0.528 | 0 | 0.296 | 0 | 0.004 | 0 | 0.022 | 0 | 0.006
| 0.528 | 0 | 0.282 | 0 | 0.002 | 0 | 0.022 | 0 | 0.005
| 0.528 | 0 | 0.253 | 0 | 0.003 | 0 | 0.026 | 0 | 0.007
| 0.528 | 0 | 0.231 | 0 | 0.004 | 0 | 0.027 | 0 | 0.007
| 0.528 | 0 | 0.228 | 0 | 0.005 | 0 | 0.029 | 0 | 0.006
| 0.528 | 0 | 0.225 | 0 | 0.008 | 0 | 0.033 | 0 | 0.004
| 0.528 | 0 | 0.236 | 0 | 0.011 | 0 | 0.036 | 0 | 0.004
| 0.528 | 0 | 0.233 | 0 | 0.02 | 0 | 0.034 | 0 | 0.004
| 0.528 | 0 | 0.254 | 0 | 0.03 | 0 | 0.033 | 0 | 0.006
| 0.528 | 0 | 0.285 | 0 | 0.035 | 0 | 0.038 | 0 | 0.008
| 0.528 | 0 | 0.25 | 0 | 0.048 | 0 | 0.043 | 0 | 0.009
| 0.528 | 0.026 | 0.201 | 0.005 | 0.069 | 0 | 0.046 | 0.009 | 0.011
| 0.528 | 0.089 | 0.147 | 0.044 | 0.09 | 0.007 | 0.035 | 0.082 | 0.009
| 0.528 | 0.189 | 0.124 | 0.135 | 0.099 | 0.049 | 0.03 | 0.158 | 0.006
| 0.528 | 0.196 | 0.098 | 0.265 | 0.094 | 0.093 | 0.025 | 0.17 | 0.005
| 0.528 | 0.141 | 0.116 | 0.203 | 0.133 | 0.095 | 0.017 | 0.146 | 0.009
| 0.528 | 0.065 | 0.155 | 0.056 | 0.126 | 0.062 | 0.009 | 0.084 | 0.016
| 0.528 | 0.001 | 0.192 | 0 | 0.193 | 0.007 | 0.006 | 0.019 | 0.025
| 0.528 | 0 | 0.211 | 0 | 0.374 | 0 | 0.005 | 0 | 0.031
| 0.528 | 0 | 0.225 | 0 | 0.264 | 0 | 0.005 | 0 | 0.032
| 0.528 | 0 | 0.224 | 0 | 0.252 | 0 | 0.004 | 0 | 0.034
| 0.528 | 0 | 0.193 | 0 | 0.317 | 0 | 0.002 | 0 | 0.032
| 0.528 | 0 | 0.16 | 0 | 0.344 | 0 | 0.001 | 0 | 0.036
| 0.528 | 0 | 0.132 | 0 | 0.386 | 0 | 0.001 | 0 | 0.039
| 0.528 | 0 | 0.116 | 0 | 0.347 | 0 | 0.002 | 0 | 0.041
| 0.528 | 0 | 0.111 | 0 | 0.328 | 0 | 0.003 | 0 | 0.045
| 0.528 | 0 | 0.103 | 0 | 0.339 | 0 | 0.006 | 0 | 0.047
| 0.528 | 0 | 0.113 | 0 | 0.274 | 0 | 0.008 | 0 | 0.053
| 0.528 | 0 | 0.157 | 0 | 0.152 | 0 | 0.01 | 0 | 0.061
| 0.528 | 0 | 0.22 | 0 | 0.051 | 0 | 0.013 | 0 | 0.08
| 0.528 | 0 | 0.293 | 0 | 0.019 | 0 | 0.018 | 0 | 0.101
| 0.528 | 0 | 0.323 | 0 | 0.011 | 0 | 0.022 | 0 | 0.13
| 0.528 | 0 | 0.311 | 0 | 0.008 | 0 | 0.026 | 0 | 0.161
| 0.528 | 0 | 0.239 | 0 | 0.005 | 0 | 0.031 | 0 | 0.199
| 0.528 | 0 | 0.225 | 0 | 0.002 | 0 | 0.034 | 0 | 0.252
| 0.528 | 0.04 | 0.192 | 0.039 | 0.002 | 0 | 0.044 | 0.003 | 0.268
| 0.528 | 0.114 | 0.154 | 0.197 | 0.005 | 0.005 | 0.061 | 0.036 | 0.214
| 0.528 | 0.166 | 0.086 | 0.317 | 0.029 | 0.026 | 0.068 | 0.071 | 0.204
| 0.528 | 0.175 | 0.041 | 0.335 | 0.077 | 0.049 | 0.074 | 0.054 | 0.199
| 0.528 | 0.119 | 0.028 | 0.243 | 0.063 | 0.052 | 0.07 | 0.03 | 0.188
| 0.528 | 0.052 | 0.034 | 0.052 | 0.034 | 0.033 | 0.079 | 0.013 | 0.189
| 0.528 | 0.002 | 0.026 | 0 | 0.014 | 0.004 | 0.107 | 0.001 | 0.182
| 0.528 | 0 | 0.025 | 0 | 0.004 | 0 | 0.14 | 0 | 0.177
| 0.528 | 0 | 0.038 | 0 | 0.001 | 0 | 0.154 | 0 | 0.157
| 0.528 | 0 | 0.044 | 0 | 0 | 0 | 0.147 | 0 | 0.144
| 0.528 | 0 | 0.037 | 0 | 0 | 0 | 0.131 | 0 | 0.123
| 0.528 | 0 | 0.031 | 0 | 0 | 0 | 0.111 | 0 | 0.108
| 0.528 | 0 | 0.035 | 0 | 0 | 0 | 0.094 | 0 | 0.098
| 0.528 | 0 | 0.037 | 0 | 0.004 | 0 | 0.08 | 0 | 0.083
| 0.528 | 0 | 0.027 | 0 | 0.041 | 0 | 0.067 | 0 | 0.062
| 0.528 | 0 | 0.017 | 0 | 0.051 | 0 | 0.053 | 0 | 0.05
| 0.528 | 0 | 0.019 | 0 | 0.033 | 0 | 0.048 | 0 | 0.042
| 0.528 | 0 | 0.024 | 0 | 0.035 | 0 | 0.042 | 0 | 0.041
| 0.528 | 0 | 0.025 | 0 | 0.027 | 0 | 0.033 | 0 | 0.037
| 0.528 | 0 | 0.03 | 0 | 0.009 | 0 | 0.023 | 0 | 0.025
| 0.528 | 0 | 0.036 | 0 | 0.012 | 0 | 0.018 | 0 | 0.025
| 0.528 | 0 | 0.081 | 0 | 0.003 | 0 | 0.018 | 0 | 0.029
| 0.528 | 0 | 0.149 | 0 | 0 | 0 | 0.021 | 0 | 0.042
| 0.528 | 0 | 0.135 | 0 | 0.001 | 0 | 0.022 | 0 | 0.06
| 0.528 | 0.013 | 0.106 | 0.002 | 0.003 | 0 | 0.019 | 0 | 0.05
| 0.528 | 0.042 | 0.099 | 0.025 | 0.004 | 0.003 | 0.019 | 0.014 | 0.038
| 0.528 | 0.06 | 0.101 | 0.065 | 0 | 0.03 | 0.022 | 0.021 | 0.042
| 0.528 | 0.074 | 0.065 | 0.089 | 0 | 0.066 | 0.015 | 0.05 | 0.058
| 0.528 | 0.077 | 0.074 | 0.057 | 0 | 0.089 | 0.012 | 0.059 | 0.093
| 0.528 | 0.047 | 0.12 | 0.017 | 0 | 0.071 | 0.015 | 0.023 | 0.139
| 0.528 | 0.001 | 0.179 | 0 | 0 | 0.008 | 0.027 | 0.003 | 0.217
| 0.528 | 0 | 0.231 | 0 | 0 | 0 | 0.037 | 0 | 0.311
| 0.528 | 0 | 0.241 | 0 | 0.001 | 0 | 0.042 | 0 | 0.23
| 0.528 | 0 | 0.233 | 0 | 0.006 | 0 | 0.046 | 0 | 0.131
| 0.528 | 0 | 0.195 | 0 | 0.005 | 0 | 0.058 | 0 | 0.082
| 0.528 | 0 | 0.229 | 0 | 0.001 | 0 | 0.07 | 0 | 0.064
| 0.528 | 0 | 0.264 | 0 | 0 | 0 | 0.076 | 0 | 0.064
| 0.528 | 0 | 0.262 | 0 | 0.005 | 0 | 0.078 | 0 | 0.065
| 0.528 | 0 | 0.241 | 0 | 0.009 | 0 | 0.078 | 0 | 0.083
| 0.528 | 0 | 0.232 | 0 | 0.008 | 0 | 0.07 | 0 | 0.111
| 0.528 | 0 | 0.236 | 0 | 0.018 | 0 | 0.069 | 0 | 0.157
| 0.528 | 0 | 0.209 | 0 | 0.04 | 0 | 0.074 | 0 | 0.2
| 0.528 | 0 | 0.2 | 0 | 0.033 | 0 | 0.087 | 0 | 0.208
| 0.528 | 0 | 0.201 | 0 | 0.014 | 0 | 0.104 | 0 | 0.246
| 0.528 | 0 | 0.196 | 0 | 0.011 | 0 | 0.127 | 0 | 0.28
| 0.528 | 0 | 0.193 | 0 | 0.016 | 0 | 0.156 | 0 | 0.292
| 0.528 | 0 | 0.182 | 0 | 0.007 | 0 | 0.155 | 0 | 0.305
| 0.528 | 0 | 0.179 | 0 | 0.002 | 0 | 0.133 | 0 | 0.314
| 0.528 | 0.052 | 0.162 | 0.006 | 0.001 | 0 | 0.123 | 0 | 0.251
| 0.528 | 0.2 | 0.108 | 0.053 | 0.001 | 0.002 | 0.108 | 0.007 | 0.197
| 0.528 | 0.255 | 0.082 | 0.086 | 0.001 | 0.017 | 0.088 | 0.034 | 0.109
| 0.528 | 0.181 | 0.177 | 0.088 | 0.001 | 0.023 | 0.071 | 0.066 | 0.113
| 0.528 | 0.056 | 0.13 | 0.06 | 0 | 0.019 | 0.065 | 0.05 | 0.072
| 0.528 | 0.02 | 0.163 | 0.013 | 0.001 | 0.014 | 0.065 | 0.026 | 0.047
| 0.528 | 0 | 0.182 | 0 | 0.002 | 0.001 | 0.068 | 0.003 | 0.042
| 0.528 | 0 | 0.161 | 0 | 0.003 | 0 | 0.062 | 0 | 0.041
| 0.528 | 0 | 0.13 | 0 | 0.003 | 0 | 0.062 | 0 | 0.037
| 0.528 | 0 | 0.112 | 0 | 0.007 | 0 | 0.056 | 0 | 0.027
| 0.528 | 0 | 0.112 | 0 | 0.012 | 0 | 0.056 | 0 | 0.021
| 0.528 | 0 | 0.039 | 0 | 0.012 | 0 | 0.048 | 0 | 0.019
| 0.528 | 0 | 0.026 | 0 | 0.011 | 0 | 0.041 | 0 | 0.017
| 0.528 | 0 | 0.045 | 0 | 0.013 | 0 | 0.032 | 0 | 0.014
| 0.528 | 0 | 0.025 | 0 | 0.032 | 0 | 0.022 | 0 | 0.009
| 0.528 | 0 | 0.008 | 0 | 0.049 | 0 | 0.014 | 0 | 0.006
| 0.528 | 0 | 0.013 | 0 | 0.061 | 0 | 0.011 | 0 | 0.003
| 0.528 | 0 | 0.046 | 0 | 0.062 | 0 | 0.008 | 0 | 0.001
| 0.528 | 0 | 0.087 | 0 | 0.061 | 0 | 0.007 | 0 | 0.001
| 0.528 | 0 | 0.117 | 0 | 0.059 | 0 | 0.008 | 0 | 0.001
| 0.528 | 0 | 0.136 | 0 | 0.054 | 0 | 0.008 | 0 | 0.001
| 0.528 | 0 | 0.149 | 0 | 0.049 | 0 | 0.008 | 0 | 0.001
| 0.528 | 0 | 0.131 | 0 | 0.035 | 0 | 0.009 | 0 | 0.003
| 0.528 | 0 | 0.12 | 0 | 0.02 | 0 | 0.008 | 0 | 0.005
| 0.528 | 0.036 | 0.126 | 0 | 0.014 | 0 | 0.009 | 0 | 0.008
| 0.528 | 0.118 | 0.114 | 0.012 | 0.008 | 0.01 | 0.011 | 0.011 | 0.008
| 0.528 | 0.193 | 0.109 | 0.024 | 0.003 | 0.045 | 0.012 | 0.027 | 0.005
| 0.528 | 0.217 | 0.106 | 0.025 | 0.001 | 0.056 | 0.011 | 0.038 | 0.004
| 0.528 | 0.173 | 0.107 | 0.015 | 0 | 0.049 | 0.012 | 0.039 | 0.003
| 0.528 | 0.071 | 0.127 | 0.002 | 0 | 0.028 | 0.013 | 0.021 | 0.002
| 0.528 | 0.001 | 0.195 | 0 | 0 | 0.002 | 0.015 | 0.002 | 0.002
| 0.528 | 0 | 0.198 | 0 | 0 | 0 | 0.016 | 0 | 0.004
| 0.528 | 0 | 0.192 | 0 | 0 | 0 | 0.015 | 0 | 0.004
| 0.528 | 0 | 0.183 | 0 | 0.001 | 0 | 0.014 | 0 | 0.004
| 0.528 | 0 | 0.195 | 0 | 0.003 | 0 | 0.012 | 0 | 0.006
| 0.528 | 0 | 0.208 | 0 | 0.005 | 0 | 0.015 | 0 | 0.015
| 0.528 | 0 | 0.201 | 0 | 0.004 | 0 | 0.021 | 0 | 0.019
| 0.528 | 0 | 0.25 | 0 | 0.003 | 0 | 0.035 | 0 | 0.013
| 0.528 | 0 | 0.286 | 0 | 0.003 | 0 | 0.045 | 0 | 0.012
| 0.528 | 0 | 0.278 | 0 | 0.004 | 0 | 0.053 | 0 | 0.017
| 0.528 | 0 | 0.277 | 0 | 0.007 | 0 | 0.049 | 0 | 0.029
| 0.528 | 0 | 0.247 | 0 | 0.02 | 0 | 0.051 | 0 | 0.037
| 0.528 | 0 | 0.251 | 0 | 0.041 | 0 | 0.064 | 0 | 0.061
| 0.528 | 0 | 0.259 | 0 | 0.053 | 0 | 0.07 | 0 | 0.043
| 0.528 | 0 | 0.253 | 0 | 0.053 | 0 | 0.076 | 0 | 0.041
| 0.528 | 0 | 0.238 | 0 | 0.049 | 0 | 0.089 | 0 | 0.068
| 0.528 | 0 | 0.227 | 0 | 0.058 | 0 | 0.109 | 0 | 0.067
| 0.528 | 0 | 0.243 | 0 | 0.087 | 0 | 0.091 | 0 | 0.041
| 0.528 | 0.049 | 0.264 | 0.006 | 0.144 | 0 | 0.084 | 0 | 0.017
| 0.528 | 0.156 | 0.211 | 0.067 | 0.255 | 0.006 | 0.084 | 0.021 | 0.023
| 0.528 | 0.252 | 0.183 | 0.16 | 0.416 | 0.035 | 0.096 | 0.043 | 0.028
| 0.528 | 0.261 | 0.167 | 0.173 | 0.422 | 0.06 | 0.097 | 0.058 | 0.02
| 0.528 | 0.193 | 0.188 | 0.114 | 0.352 | 0.062 | 0.097 | 0.053 | 0.013
| 0.528 | 0.088 | 0.214 | 0.038 | 0.351 | 0.034 | 0.09 | 0.029 | 0.01
| 0.528 | 0.003 | 0.245 | 0 | 0.42 | 0.002 | 0.084 | 0.005 | 0.004
| 0.528 | 0 | 0.272 | 0 | 0.435 | 0 | 0.083 | 0 | 0.001
| 0.528 | 0 | 0.286 | 0 | 0.413 | 0 | 0.086 | 0 | 0
| 0.528 | 0 | 0.282 | 0 | 0.423 | 0 | 0.091 | 0 | 0
| 0.528 | 0 | 0.228 | 0 | 0.438 | 0 | 0.087 | 0 | 0.004
| 0.528 | 0 | 0.195 | 0 | 0.41 | 0 | 0.054 | 0 | 0.005
| 0.528 | 0 | 0.198 | 0 | 0.382 | 0 | 0.038 | 0 | 0.016
| 0.528 | 0 | 0.201 | 0 | 0.38 | 0 | 0.029 | 0 | 0.036
| 0.528 | 0 | 0.171 | 0 | 0.368 | 0 | 0.018 | 0 | 0.058
| 0.528 | 0 | 0.165 | 0 | 0.32 | 0 | 0.012 | 0 | 0.074
| 0.528 | 0 | 0.132 | 0 | 0.295 | 0 | 0.011 | 0 | 0.119
| 0.528 | 0 | 0.123 | 0 | 0.279 | 0 | 0.017 | 0 | 0.215
| 0.528 | 0 | 0.115 | 0 | 0.186 | 0 | 0.027 | 0 | 0.3
| 0.528 | 0 | 0.127 | 0 | 0.058 | 0 | 0.041 | 0 | 0.343
| 0.528 | 0 | 0.163 | 0 | 0.003 | 0 | 0.058 | 0 | 0.365
| 0.528 | 0 | 0.202 | 0 | 0 | 0 | 0.073 | 0 | 0.339
| 0.528 | 0 | 0.211 | 0 | 0.003 | 0 | 0.067 | 0 | 0.212
| 0.528 | 0 | 0.178 | 0 | 0.041 | 0 | 0.06 | 0 | 0.165
| 0.528 | 0.005 | 0.23 | 0.006 | 0.054 | 0 | 0.059 | 0 | 0.143
| 0.528 | 0.038 | 0.458 | 0.03 | 0.027 | 0.01 | 0.067 | 0.016 | 0.121
| 0.528 | 0.077 | 0.481 | 0.029 | 0.014 | 0.054 | 0.069 | 0.038 | 0.117
| 0.528 | 0.097 | 0.476 | 0.026 | 0.022 | 0.092 | 0.069 | 0.047 | 0.116
| 0.528 | 0.07 | 0.474 | 0.015 | 0.021 | 0.095 | 0.065 | 0.034 | 0.133
| 0.528 | 0.033 | 0.42 | 0.002 | 0.031 | 0.06 | 0.062 | 0.014 | 0.131
| 0.528 | 0 | 0.374 | 0 | 0.043 | 0.008 | 0.062 | 0.001 | 0.114
| 0.528 | 0 | 0.358 | 0 | 0.059 | 0 | 0.057 | 0 | 0.1
| 0.528 | 0 | 0.376 | 0 | 0.067 | 0 | 0.047 | 0 | 0.087
| 0.528 | 0 | 0.367 | 0 | 0.063 | 0 | 0.043 | 0 | 0.076
| 0.528 | 0 | 0.328 | 0 | 0.064 | 0 | 0.04 | 0 | 0.069
| 0.528 | 0 | 0.282 | 0 | 0.068 | 0 | 0.035 | 0 | 0.064
| 0.528 | 0 | 0.258 | 0 | 0.061 | 0 | 0.025 | 0 | 0.054
| 0.528 | 0 | 0.196 | 0 | 0.049 | 0 | 0.016 | 0 | 0.043
| 0.528 | 0 | 0.118 | 0 | 0.039 | 0 | 0.01 | 0 | 0.027
| 0.528 | 0 | 0.068 | 0 | 0.032 | 0 | 0.006 | 0 | 0.016
| 0.528 | 0 | 0.06 | 0 | 0.026 | 0 | 0.002 | 0 | 0.007
| 0.528 | 0 | 0.042 | 0 | 0.025 | 0 | 0.001 | 0 | 0.003
| 0.528 | 0 | 0.026 | 0 | 0.028 | 0 | 0 | 0 | 0.002
| 0.528 | 0 | 0.018 | 0 | 0.028 | 0 | 0 | 0 | 0.001
| 0.528 | 0 | 0.016 | 0 | 0.026 | 0 | 0 | 0 | 0.001
| 0.528 | 0 | 0.012 | 0 | 0.029 | 0 | 0 | 0 | 0.003
| 0.528 | 0 | 0.004 | 0 | 0.032 | 0 | 0 | 0 | 0.007
| 0.528 | 0 | 0.002 | 0 | 0.029 | 0 | 0.001 | 0 | 0.011
| 0.528 | 0.007 | 0.008 | 0.007 | 0.025 | 0 | 0.004 | 0.002 | 0.008
| 0.528 | 0.032 | 0.019 | 0.066 | 0.024 | 0.05 | 0.008 | 0.047 | 0.007
| 0.528 | 0.05 | 0.041 | 0.13 | 0.012 | 0.235 | 0.012 | 0.099 | 0.008
| 0.528 | 0.057 | 0.042 | 0.16 | 0.002 | 0.338 | 0.018 | 0.124 | 0.014
| 0.528 | 0.051 | 0.03 | 0.136 | 0 | 0.321 | 0.021 | 0.118 | 0.011
| 0.528 | 0.031 | 0.021 | 0.045 | 0 | 0.181 | 0.027 | 0.075 | 0.012
| 0.528 | 0 | 0.015 | 0 | 0 | 0.017 | 0.024 | 0.017 | 0.013
| 0.528 | 0 | 0.011 | 0 | 0.001 | 0 | 0.02 | 0 | 0.01
| 0.528 | 0 | 0.007 | 0 | 0.005 | 0 | 0.019 | 0 | 0.005
| 0.528 | 0 | 0.002 | 0 | 0.016 | 0 | 0.017 | 0 | 0.004
| 0.528 | 0 | 0.001 | 0 | 0.04 | 0 | 0.016 | 0 | 0.002
| 0.528 | 0 | 0.001 | 0 | 0.048 | 0 | 0.013 | 0 | 0
| 0.528 | 0 | 0.01 | 0 | 0.041 | 0 | 0.01 | 0 | 0
| 0.528 | 0 | 0.054 | 0 | 0.022 | 0 | 0.012 | 0 | 0
| 0.528 | 0 | 0.134 | 0 | 0.008 | 0 | 0.017 | 0 | 0
| 0.528 | 0 | 0.221 | 0 | 0.002 | 0 | 0.019 | 0 | 0
| 0.528 | 0 | 0.256 | 0 | 0.001 | 0 | 0.023 | 0 | 0
| 0.528 | 0 | 0.225 | 0 | 0.001 | 0 | 0.024 | 0 | 0
| 0.528 | 0 | 0.207 | 0 | 0.003 | 0 | 0.018 | 0 | 0
| 0.528 | 0 | 0.153 | 0 | 0.006 | 0 | 0.017 | 0 | 0
| 0.528 | 0 | 0.124 | 0 | 0.008 | 0 | 0.017 | 0 | 0.001
| 0.528 | 0 | 0.099 | 0 | 0.008 | 0 | 0.02 | 0 | 0.002
| 0.528 | 0 | 0.081 | 0 | 0.007 | 0 | 0.024 | 0 | 0.002
| 0.528 | 0 | 0.072 | 0 | 0.005 | 0 | 0.025 | 0 | 0.002
| 0.528 | 0.062 | 0.064 | 0.013 | 0.004 | 0 | 0.026 | 0.001 | 0.002
| 0.528 | 0.166 | 0.044 | 0.111 | 0.005 | 0.007 | 0.024 | 0.041 | 0.003
| 0.528 | 0.224 | 0.038 | 0.21 | 0.002 | 0.038 | 0.025 | 0.08 | 0.001
| 0.528 | 0.246 | 0.032 | 0.227 | 0.001 | 0.059 | 0.029 | 0.094 | 0
| 0.528 | 0.202 | 0.041 | 0.163 | 0 | 0.057 | 0.032 | 0.077 | 0
| 0.528 | 0.106 | 0.067 | 0.062 | 0.001 | 0.043 | 0.052 | 0.061 | 0
| 0.528 | 0.004 | 0.112 | 0 | 0.002 | 0.005 | 0.072 | 0.013 | 0
| 0.528 | 0 | 0.149 | 0 | 0.011 | 0 | 0.083 | 0 | 0
| 0.528 | 0 | 0.156 | 0 | 0.034 | 0 | 0.097 | 0 | 0
| 0.528 | 0 | 0.157 | 0 | 0.049 | 0 | 0.124 | 0 | 0
| 0.528 | 0 | 0.155 | 0 | 0.048 | 0 | 0.188 | 0 | 0
| 0.528 | 0 | 0.159 | 0 | 0.045 | 0 | 0.242 | 0 | 0
| 0.528 | 0 | 0.174 | 0 | 0.047 | 0 | 0.241 | 0 | 0
| 0.528 | 0 | 0.167 | 0 | 0.05 | 0 | 0.205 | 0 | 0
| 0.528 | 0 | 0.144 | 0 | 0.057 | 0 | 0.176 | 0 | 0
| 0.528 | 0 | 0.142 | 0 | 0.062 | 0 | 0.203 | 0 | 0
| 0.528 | 0 | 0.151 | 0 | 0.067 | 0 | 0.227 | 0 | 0
| 0.528 | 0 | 0.155 | 0 | 0.081 | 0 | 0.147 | 0 | 0
| 0.528 | 0 | 0.171 | 0 | 0.087 | 0 | 0.117 | 0 | 0
| 0.528 | 0 | 0.192 | 0 | 0.107 | 0 | 0.089 | 0 | 0
| 0.528 | 0 | 0.184 | 0 | 0.155 | 0 | 0.067 | 0 | 0
| 0.528 | 0 | 0.183 | 0 | 0.207 | 0 | 0.051 | 0 | 0
| 0.528 | 0 | 0.176 | 0 | 0.2 | 0 | 0.057 | 0 | 0
| 0.528 | 0 | 0.157 | 0 | 0.187 | 0 | 0.062 | 0 | 0
| 0.528 | 0.025 | 0.146 | 0.015 | 0.223 | 0 | 0.061 | 0 | 0.001
| 0.528 | 0.068 | 0.132 | 0.121 | 0.289 | 0 | 0.061 | 0.007 | 0.001
| 0.528 | 0.134 | 0.128 | 0.254 | 0.32 | 0.009 | 0.061 | 0.016 | 0.001
| 0.528 | 0.198 | 0.118 | 0.265 | 0.33 | 0.016 | 0.057 | 0.019 | 0.001
| 0.528 | 0.139 | 0.108 | 0.184 | 0.343 | 0.017 | 0.044 | 0.013 | 0
| 0.528 | 0.043 | 0.11 | 0.061 | 0.352 | 0.011 | 0.032 | 0.006 | 0.001
| 0.528 | 0 | 0.136 | 0 | 0.402 | 0 | 0.025 | 0 | 0.004
| 0.528 | 0 | 0.13 | 0 | 0.557 | 0 | 0.018 | 0 | 0.011
| 0.528 | 0 | 0.117 | 0 | 0.526 | 0 | 0.012 | 0 | 0.013
| 0.528 | 0 | 0.122 | 0 | 0.379 | 0 | 0.007 | 0 | 0.011
| 0.528 | 0 | 0.118 | 0 | 0.201 | 0 | 0.004 | 0 | 0.007
| 0.528 | 0 | 0.115 | 0 | 0.047 | 0 | 0.003 | 0 | 0.004
| 0.528 | 0 | 0.113 | 0 | 0.001 | 0 | 0.002 | 0 | 0.004
| 0.528 | 0 | 0.108 | 0 | 0 | 0 | 0.003 | 0 | 0.006
| 0.528 | 0 | 0.101 | 0 | 0 | 0 | 0.009 | 0 | 0.008
| 0.528 | 0 | 0.093 | 0 | 0 | 0 | 0.023 | 0 | 0.01
| 0.528 | 0 | 0.087 | 0 | 0.005 | 0 | 0.051 | 0 | 0.015
| 0.528 | 0 | 0.083 | 0 | 0.017 | 0 | 0.073 | 0 | 0.02
| 0.528 | 0 | 0.076 | 0 | 0.008 | 0 | 0.087 | 0 | 0.019
| 0.528 | 0 | 0.055 | 0 | 0.003 | 0 | 0.098 | 0 | 0.018
| 0.528 | 0 | 0.032 | 0 | 0.001 | 0 | 0.133 | 0 | 0.02
| 0.528 | 0 | 0.013 | 0 | 0.003 | 0 | 0.204 | 0 | 0.023
| 0.528 | 0 | 0.004 | 0 | 0.007 | 0 | 0.18 | 0 | 0.027
| 0.528 | 0 | 0.007 | 0 | 0.011 | 0 | 0.121 | 0 | 0.028
| 0.528 | 0.005 | 0.012 | 0 | 0.007 | 0 | 0.094 | 0.006 | 0.029
| 0.528 | 0.023 | 0.015 | 0.013 | 0.004 | 0.027 | 0.073 | 0.06 | 0.031
| 0.528 | 0.04 | 0.013 | 0.022 | 0.006 | 0.124 | 0.062 | 0.134 | 0.039
| 0.528 | 0.045 | 0.013 | 0.022 | 0.01 | 0.172 | 0.05 | 0.217 | 0.053
| 0.528 | 0.032 | 0.026 | 0.013 | 0.017 | 0.146 | 0.039 | 0.279 | 0.062
| 0.528 | 0.013 | 0.064 | 0.002 | 0.03 | 0.095 | 0.038 | 0.203 | 0.07
| 0.528 | 0 | 0.099 | 0 | 0.066 | 0.018 | 0.034 | 0.06 | 0.073
| 0.528 | 0 | 0.121 | 0 | 0.111 | 0 | 0.023 | 0 | 0.072
| 0.528 | 0 | 0.155 | 0 | 0.13 | 0 | 0.015 | 0 | 0.067
| 0.528 | 0 | 0.16 | 0 | 0.135 | 0 | 0.014 | 0 | 0.059
| 0.528 | 0 | 0.188 | 0 | 0.138 | 0 | 0.015 | 0 | 0.045
| 0.528 | 0 | 0.192 | 0 | 0.134 | 0 | 0.011 | 0 | 0.041
| 0.528 | 0 | 0.192 | 0 | 0.126 | 0 | 0.008 | 0 | 0.038
| 0.528 | 0 | 0.192 | 0 | 0.122 | 0 | 0.007 | 0 | 0.036
| 0.528 | 0 | 0.155 | 0 | 0.122 | 0 | 0.011 | 0 | 0.036
| 0.528 | 0 | 0.13 | 0 | 0.124 | 0 | 0.017 | 0 | 0.034
| 0.528 | 0 | 0.127 | 0 | 0.115 | 0 | 0.024 | 0 | 0.035
| 0.528 | 0 | 0.131 | 0 | 0.139 | 0 | 0.049 | 0 | 0.034
| 0.528 | 0 | 0.145 | 0 | 0.219 | 0 | 0.071 | 0 | 0.035
| 0.528 | 0 | 0.169 | 0 | 0.279 | 0 | 0.087 | 0 | 0.039
| 0.528 | 0 | 0.152 | 0 | 0.251 | 0 | 0.094 | 0 | 0.045
| 0.528 | 0 | 0.167 | 0 | 0.264 | 0 | 0.083 | 0 | 0.052
| 0.528 | 0 | 0.205 | 0 | 0.249 | 0 | 0.062 | 0 | 0.06
| 0.528 | 0 | 0.265 | 0 | 0.219 | 0 | 0.042 | 0 | 0.068
| 0.528 | 0.013 | 0.237 | 0.005 | 0.243 | 0 | 0.032 | 0.037 | 0.076
| 0.528 | 0.043 | 0.236 | 0.031 | 0.253 | 0.052 | 0.027 | 0.233 | 0.078
| 0.528 | 0.067 | 0.271 | 0.042 | 0.223 | 0.137 | 0.025 | 0.39 | 0.081
| 0.528 | 0.075 | 0.337 | 0.042 | 0.21 | 0.172 | 0.022 | 0.447 | 0.085
| 0.528 | 0.065 | 0.388 | 0.024 | 0.223 | 0.164 | 0.017 | 0.405 | 0.086
| 0.528 | 0.03 | 0.444 | 0.008 | 0.254 | 0.12 | 0.017 | 0.284 | 0.09
| 0.528 | 0 | 0.471 | 0 | 0.266 | 0.032 | 0.016 | 0.087 | 0.084
| 0.528 | 0 | 0.479 | 0 | 0.25 | 0 | 0.012 | 0 | 0.068
| 0.528 | 0 | 0.464 | 0 | 0.203 | 0 | 0.011 | 0 | 0.051
| 0.528 | 0 | 0.442 | 0 | 0.157 | 0 | 0.019 | 0 | 0.041
| 0.528 | 0 | 0.374 | 0 | 0.105 | 0 | 0.035 | 0 | 0.038
| 0.528 | 0 | 0.275 | 0 | 0.054 | 0 | 0.038 | 0 | 0.037
| 0.528 | 0 | 0.176 | 0 | 0.028 | 0 | 0.038 | 0 | 0.041
| 0.528 | 0 | 0.101 | 0 | 0.03 | 0 | 0.044 | 0 | 0.045
| 0.528 | 0 | 0.063 | 0 | 0.054 | 0 | 0.051 | 0 | 0.045
| 0.528 | 0 | 0.048 | 0 | 0.084 | 0 | 0.05 | 0 | 0.044
| 0.528 | 0 | 0.041 | 0 | 0.127 | 0 | 0.045 | 0 | 0.042
| 0.528 | 0 | 0.038 | 0 | 0.201 | 0 | 0.036 | 0 | 0.041
| 0.528 | 0 | 0.031 | 0 | 0.282 | 0 | 0.029 | 0 | 0.04
| 0.528 | 0 | 0.015 | 0 | 0.286 | 0 | 0.025 | 0 | 0.046
| 0.528 | 0 | 0.006 | 0 | 0.223 | 0 | 0.028 | 0 | 0.054
| 0.528 | 0 | 0.004 | 0 | 0.173 | 0 | 0.031 | 0 | 0.068
| 0.528 | 0 | 0.006 | 0 | 0.179 | 0 | 0.022 | 0 | 0.075
| 0.528 | 0 | 0.011 | 0 | 0.165 | 0 | 0.019 | 0 | 0.076
| 0.528 | 0.174 | 0.026 | 0.024 | 0.136 | 0 | 0.02 | 0.052 | 0.072
| 0.528 | 0.401 | 0.034 | 0.215 | 0.093 | 0.036 | 0.025 | 0.272 | 0.066
| 0.528 | 0.528 | 0.029 | 0.384 | 0.069 | 0.133 | 0.033 | 0.435 | 0.057
| 0.528 | 0.567 | 0.032 | 0.366 | 0.074 | 0.193 | 0.042 | 0.494 | 0.046
| 0.528 | 0.464 | 0.046 | 0.254 | 0.094 | 0.156 | 0.046 | 0.426 | 0.031
| 0.528 | 0.277 | 0.092 | 0.08 | 0.124 | 0.064 | 0.048 | 0.266 | 0.027
| 0.528 | 0.023 | 0.17 | 0 | 0.206 | 0.01 | 0.048 | 0.064 | 0.028
| 0.528 | 0 | 0.259 | 0 | 0.283 | 0 | 0.047 | 0 | 0.028
| 0.528 | 0 | 0.334 | 0 | 0.328 | 0 | 0.051 | 0 | 0.023
| 0.528 | 0 | 0.333 | 0 | 0.328 | 0 | 0.057 | 0 | 0.017
| 0.528 | 0 | 0.343 | 0 | 0.278 | 0 | 0.054 | 0 | 0.016
| 0.528 | 0 | 0.372 | 0 | 0.292 | 0 | 0.053 | 0 | 0.015
| 0.528 | 0 | 0.38 | 0 | 0.304 | 0 | 0.056 | 0 | 0.014
| 0.528 | 0 | 0.417 | 0 | 0.279 | 0 | 0.058 | 0 | 0.011
| 0.528 | 0 | 0.453 | 0 | 0.254 | 0 | 0.062 | 0 | 0.007
| 0.528 | 0 | 0.51 | 0 | 0.279 | 0 | 0.064 | 0 | 0.005
| 0.528 | 0 | 0.49 | 0 | 0.323 | 0 | 0.074 | 0 | 0.002
| 0.528 | 0 | 0.494 | 0 | 0.386 | 0 | 0.095 | 0 | 0.001
| 0.528 | 0 | 0.595 | 0 | 0.415 | 0 | 0.118 | 0 | 0
| 0.528 | 0 | 0.615 | 0 | 0.413 | 0 | 0.141 | 0 | 0
| 0.528 | 0 | 0.607 | 0 | 0.41 | 0 | 0.16 | 0 | 0
| 0.528 | 0 | 0.583 | 0 | 0.415 | 0 | 0.175 | 0 | 0
| 0.528 | 0 | 0.541 | 0 | 0.475 | 0 | 0.167 | 0 | 0
| 0.528 | 0 | 0.489 | 0 | 0.539 | 0 | 0.133 | 0 | 0
| 0.528 | 0.076 | 0.406 | 0.027 | 0.575 | 0 | 0.111 | 0.002 | 0
| 0.528 | 0.189 | 0.346 | 0.083 | 0.539 | 0.004 | 0.114 | 0.044 | 0
| 0.528 | 0.254 | 0.278 | 0.103 | 0.444 | 0.091 | 0.122 | 0.145 | 0
| 0.528 | 0.285 | 0.255 | 0.097 | 0.454 | 0.231 | 0.123 | 0.201 | 0.001
| 0.528 | 0.163 | 0.236 | 0.068 | 0.497 | 0.24 | 0.112 | 0.239 | 0.003
| 0.528 | 0.081 | 0.236 | 0.033 | 0.556 | 0.122 | 0.131 | 0.227 | 0.002
| 0.528 | 0.004 | 0.242 | 0 | 0.613 | 0.011 | 0.131 | 0.069 | 0.001
| 0.528 | 0 | 0.245 | 0 | 0.638 | 0 | 0.133 | 0 | 0
| 0.528 | 0 | 0.248 | 0 | 0.638 | 0 | 0.141 | 0 | 0
| 0.528 | 0 | 0.249 | 0 | 0.613 | 0 | 0.147 | 0 | 0.001
| 0.528 | 0 | 0.233 | 0 | 0.574 | 0 | 0.148 | 0 | 0.001
| 0.528 | 0 | 0.22 | 0 | 0.533 | 0 | 0.155 | 0 | 0.001
| 0.528 | 0 | 0.214 | 0 | 0.536 | 0 | 0.187 | 0 | 0
| 0.528 | 0 | 0.243 | 0 | 0.528 | 0 | 0.172 | 0 | 0
| 0.528 | 0 | 0.213 | 0 | 0.503 | 0 | 0.148 | 0 | 0
| 0.528 | 0 | 0.195 | 0 | 0.5 | 0 | 0.15 | 0 | 0.001
| 0.528 | 0 | 0.212 | 0 | 0.545 | 0 | 0.185 | 0 | 0.001
| 0.528 | 0 | 0.234 | 0 | 0.58 | 0 | 0.255 | 0 | 0
| 0.528 | 0 | 0.254 | 0 | 0.578 | 0 | 0.281 | 0 | 0
| 0.528 | 0 | 0.267 | 0 | 0.571 | 0 | 0.294 | 0 | 0
| 0.528 | 0 | 0.281 | 0 | 0.543 | 0 | 0.251 | 0 | 0
| 0.528 | 0 | 0.291 | 0 | 0.494 | 0 | 0.175 | 0 | 0.001
| 0.528 | 0 | 0.309 | 0 | 0.414 | 0 | 0.115 | 0 | 0.004
| 0.528 | 0 | 0.305 | 0 | 0.409 | 0 | 0.084 | 0 | 0.003
| 0.528 | 0.039 | 0.337 | 0.009 | 0.46 | 0 | 0.085 | 0 | 0.001
| 0.528 | 0.099 | 0.335 | 0.059 | 0.502 | 0.002 | 0.093 | 0.017 | 0.001
| 0.528 | 0.098 | 0.31 | 0.11 | 0.539 | 0.017 | 0.105 | 0.047 | 0
| 0.528 | 0.078 | 0.298 | 0.148 | 0.577 | 0.037 | 0.107 | 0.041 | 0
| 0.528 | 0.051 | 0.285 | 0.091 | 0.63 | 0.053 | 0.106 | 0.034 | 0
| 0.528 | 0.023 | 0.263 | 0.029 | 0.658 | 0.029 | 0.1 | 0.021 | 0
| 0.528 | 0 | 0.267 | 0 | 0.654 | 0.002 | 0.091 | 0.005 | 0
| 0.528 | 0 | 0.212 | 0 | 0 | 0 | 0.027 | 0 | 0.008
| 0.528 | 0 | 0.311 | 0 | 0 | 0 | 0.031 | 0 | 0.007
| 0.528 | 0 | 0.238 | 0 | 0 | 0 | 0.037 | 0 | 0.006
| 0.528 | 0 | 0.189 | 0 | 0 | 0 | 0.035 | 0 | 0.007
| 0.528 | 0 | 0.147 | 0 | 0 | 0 | 0.034 | 0 | 0.004
| 0.528 | 0 | 0.107 | 0 | 0 | 0 | 0.035 | 0 | 0.01
| 0.528 | 0 | 0.088 | 0 | 0 | 0 | 0.047 | 0 | 0.016
| 0.528 | 0 | 0.064 | 0 | 0.001 | 0 | 0.059 | 0 | 0.018
| 0.528 | 0 | 0.051 | 0 | 0.01 | 0 | 0.07 | 0 | 0.023
| 0.528 | 0 | 0.067 | 0 | 0.046 | 0 | 0.079 | 0 | 0.031
| 0.528 | 0 | 0.093 | 0 | 0.095 | 0 | 0.081 | 0 | 0.045
| 0.528 | 0 | 0.091 | 0 | 0.131 | 0 | 0.084 | 0 | 0.052
| 0.528 | 0 | 0.085 | 0 | 0.146 | 0 | 0.093 | 0 | 0.063
| 0.528 | 0 | 0.098 | 0 | 0.128 | 0 | 0.114 | 0 | 0.067
| 0.528 | 0 | 0.1 | 0 | 0.083 | 0 | 0.124 | 0 | 0.111
| 0.528 | 0 | 0.095 | 0 | 0.056 | 0 | 0.142 | 0 | 0.209
| 0.528 | 0 | 0.093 | 0 | 0.045 | 0 | 0.154 | 0 | 0.221
| 0.528 | 0.017 | 0.083 | 0.001 | 0.045 | 0 | 0.179 | 0 | 0.226
| 0.528 | 0.071 | 0.073 | 0.015 | 0.043 | 0.006 | 0.305 | 0.009 | 0.238
| 0.528 | 0.112 | 0.087 | 0.041 | 0.036 | 0.028 | 0.282 | 0.019 | 0.251
| 0.528 | 0.076 | 0.101 | 0.075 | 0.039 | 0.022 | 0.3 | 0.021 | 0.249
| 0.528 | 0.045 | 0.137 | 0.053 | 0.036 | 0.017 | 0.37 | 0.019 | 0.223
| 0.528 | 0.026 | 0.202 | 0.013 | 0.025 | 0.042 | 0.509 | 0.009 | 0.168
| 0.528 | 0 | 0.297 | 0 | 0.023 | 0.009 | 0.644 | 0.003 | 0.112
| 0.528 | 0 | 0.346 | 0 | 0.018 | 0 | 0.682 | 0 | 0.087
| 0.528 | 0 | 0.382 | 0 | 0.01 | 0 | 0.655 | 0 | 0.057
| 0.528 | 0 | 0.506 | 0 | 0.002 | 0 | 0.642 | 0 | 0.039
| 0.528 | 0 | 0.547 | 0 | 0 | 0 | 0.652 | 0 | 0.019
| 0.528 | 0 | 0.538 | 0 | 0.001 | 0 | 0.677 | 0 | 0.016
| 0.528 | 0 | 0.513 | 0 | 0.035 | 0 | 0.627 | 0 | 0.014
| 0.528 | 0 | 0.487 | 0 | 0.108 | 0 | 0.557 | 0 | 0.007
| 0.528 | 0 | 0.434 | 0 | 0.323 | 0 | 0.481 | 0 | 0.001
| 0.528 | 0 | 0.357 | 0 | 0.569 | 0 | 0.406 | 0 | 0
| 0.528 | 0 | 0.281 | 0 | 0.682 | 0 | 0.324 | 0 | 0
| 0.528 | 0 | 0.231 | 0 | 0.737 | 0 | 0.244 | 0 | 0
| 0.528 | 0 | 0.181 | 0 | 0.688 | 0 | 0.22 | 0 | 0.001
| 0.528 | 0 | 0.157 | 0 | 0.622 | 0 | 0.237 | 0 | 0.001
| 0.528 | 0 | 0.139 | 0 | 0.535 | 0 | 0.234 | 0 | 0.001
| 0.528 | 0 | 0.132 | 0 | 0.552 | 0 | 0.155 | 0 | 0.002
| 0.528 | 0 | 0.107 | 0 | 0.581 | 0 | 0.111 | 0 | 0.003
| 0.528 | 0 | 0.094 | 0 | 0.585 | 0 | 0.123 | 0 | 0.003
| 0.528 | 0.008 | 0.084 | 0.043 | 0.613 | 0 | 0.117 | 0.002 | 0.002
| 0.528 | 0.037 | 0.062 | 0.22 | 0.657 | 0.008 | 0.12 | 0.027 | 0.001
| 0.528 | 0.075 | 0.046 | 0.328 | 0.591 | 0.034 | 0.07 | 0.057 | 0
| 0.528 | 0.108 | 0.031 | 0.34 | 0.533 | 0.049 | 0.041 | 0.077 | 0
| 0.528 | 0.109 | 0.025 | 0.261 | 0.51 | 0.049 | 0.036 | 0.085 | 0
| 0.528 | 0.052 | 0.043 | 0.097 | 0.401 | 0.031 | 0.029 | 0.07 | 0
| 0.528 | 0.002 | 0.061 | 0 | 0.447 | 0.003 | 0.03 | 0.023 | 0
| 0.528 | 0 | 0.058 | 0 | 0.415 | 0 | 0.035 | 0 | 0
| 0.528 | 0 | 0.053 | 0 | 0.278 | 0 | 0.041 | 0 | 0
| 0.528 | 0 | 0.049 | 0 | 0.236 | 0 | 0.048 | 0 | 0
| 0.528 | 0 | 0.064 | 0 | 0.28 | 0 | 0.062 | 0 | 0.005
| 0.528 | 0 | 0.093 | 0 | 0.25 | 0 | 0.078 | 0 | 0.011
| 0.528 | 0 | 0.113 | 0 | 0.192 | 0 | 0.091 | 0 | 0.014
| 0.528 | 0 | 0.118 | 0 | 0.153 | 0 | 0.091 | 0 | 0.01
| 0.528 | 0 | 0.109 | 0 | 0.116 | 0 | 0.099 | 0 | 0.008
| 0.528 | 0 | 0.085 | 0 | 0.096 | 0 | 0.098 | 0 | 0.006
| 0.528 | 0 | 0.068 | 0 | 0.082 | 0 | 0.094 | 0 | 0.007
| 0.528 | 0 | 0.052 | 0 | 0.056 | 0 | 0.093 | 0 | 0.007
| 0.528 | 0 | 0.031 | 0 | 0.062 | 0 | 0.089 | 0 | 0.006
| 0.528 | 0 | 0.028 | 0 | 0.061 | 0 | 0.099 | 0 | 0.005
| 0.528 | 0 | 0.026 | 0 | 0.057 | 0 | 0.089 | 0 | 0.005
| 0.528 | 0 | 0.023 | 0 | 0.054 | 0 | 0.07 | 0 | 0.005
| 0.528 | 0 | 0.012 | 0 | 0.058 | 0 | 0.042 | 0 | 0.003
| 0.528 | 0 | 0.004 | 0 | 0.048 | 0 | 0.023 | 0 | 0.002
| 0.528 | 0.102 | 0.003 | 0.004 | 0.048 | 0 | 0.022 | 0.008 | 0.002
| 0.528 | 0.202 | 0.006 | 0.037 | 0.05 | 0.019 | 0.014 | 0.07 | 0.002
| 0.528 | 0.235 | 0.008 | 0.086 | 0.045 | 0.076 | 0.01 | 0.14 | 0.003
| 0.528 | 0.217 | 0.005 | 0.122 | 0.033 | 0.118 | 0.012 | 0.177 | 0.001
| 0.528 | 0.144 | 0.019 | 0.135 | 0.034 | 0.112 | 0.013 | 0.147 | 0.001
| 0.528 | 0.07 | 0.045 | 0.064 | 0.047 | 0.059 | 0.015 | 0.088 | 0
| 0.528 | 0.004 | 0.068 | 0 | 0.031 | 0.009 | 0.011 | 0.021 | 0
| 0.528 | 0 | 0.075 | 0 | 0.011 | 0 | 0.009 | 0 | 0
| 0.528 | 0 | 0.057 | 0 | 0.002 | 0 | 0.008 | 0 | 0
| 0.528 | 0 | 0.038 | 0 | 0 | 0 | 0.005 | 0 | 0
| 0.528 | 0 | 0.015 | 0 | 0 | 0 | 0.002 | 0 | 0
| 0.528 | 0 | 0.005 | 0 | 0 | 0 | 0.001 | 0 | 0
| 0.528 | 0 | 0.002 | 0 | 0 | 0 | 0 | 0 | 0.001
| 0.528 | 0 | 0.002 | 0 | 0 | 0 | 0 | 0 | 0.003
| 0.528 | 0 | 0.001 | 0 | 0 | 0 | 0 | 0 | 0.003
| 0.528 | 0 | 0 | 0 | 0 | 0 | 0 | 0 | 0.002
| 0.528 | 0 | 0.001 | 0 | 0 | 0 | 0 | 0 | 0.002
| 0.528 | 0 | 0.001 | 0 | 0 | 0 | 0 | 0 | 0.002
| 0.528 | 0 | 0.001 | 0 | 0 | 0 | 0 | 0 | 0.003
| 0.528 | 0 | 0.002 | 0 | 0 | 0 | 0 | 0 | 0.003
| 0.528 | 0 | 0.001 | 0 | 0.001 | 0 | 0 | 0 | 0.003
| 0.528 | 0 | 0.001 | 0 | 0.009 | 0 | 0 | 0 | 0.005
| 0.528 | 0 | 0.003 | 0 | 0.034 | 0 | 0 | 0 | 0.007
| 0.528 | 0.001 | 0.007 | 0 | 0.063 | 0 | 0.004 | 0 | 0.008
| 0.528 | 0.232 | 0.015 | 0.051 | 0.082 | 0 | 0.006 | 0.002 | 0.009
| 0.528 | 0.465 | 0.019 | 0.197 | 0.074 | 0.003 | 0.006 | 0.031 | 0.01
| 0.528 | 0.497 | 0.019 | 0.306 | 0.055 | 0.015 | 0.005 | 0.064 | 0.011
| 0.528 | 0.332 | 0.015 | 0.328 | 0.008 | 0.019 | 0.004 | 0.08 | 0.008
| 0.528 | 0.194 | 0.013 | 0.249 | 0.002 | 0.015 | 0.005 | 0.066 | 0.004
| 0.528 | 0.082 | 0.017 | 0.121 | 0.001 | 0.008 | 0.011 | 0.042 | 0.005
| 0.528 | 0.006 | 0.029 | 0 | 0 | 0 | 0.023 | 0.009 | 0.009
| 0.528 | 0 | 0.051 | 0 | 0 | 0 | 0.033 | 0 | 0.013
| 0.528 | 0 | 0.069 | 0 | 0 | 0 | 0.038 | 0 | 0.012
| 0.528 | 0 | 0.072 | 0 | 0.001 | 0 | 0.046 | 0 | 0.011
| 0.528 | 0 | 0.055 | 0 | 0.031 | 0 | 0.052 | 0 | 0.013
| 0.528 | 0 | 0.033 | 0 | 0.11 | 0 | 0.052 | 0 | 0.018
| 0.528 | 0 | 0.018 | 0 | 0.219 | 0 | 0.049 | 0 | 0.024
| 0.528 | 0 | 0.008 | 0 | 0.305 | 0 | 0.056 | 0 | 0.027
| 0.528 | 0 | 0.005 | 0 | 0.268 | 0 | 0.06 | 0 | 0.029
| 0.528 | 0 | 0.009 | 0 | 0.125 | 0 | 0.069 | 0 | 0.034
| 0.528 | 0 | 0.013 | 0 | 0.078 | 0 | 0.071 | 0 | 0.036
| 0.528 | 0 | 0.013 | 0 | 0.086 | 0 | 0.091 | 0 | 0.038
| 0.528 | 0 | 0.015 | 0 | 0.082 | 0 | 0.11 | 0 | 0.039
| 0.528 | 0 | 0.026 | 0 | 0.088 | 0 | 0.106 | 0 | 0.036
| 0.528 | 0 | 0.055 | 0 | 0.077 | 0 | 0.088 | 0 | 0.034
| 0.528 | 0 | 0.093 | 0 | 0.071 | 0 | 0.128 | 0 | 0.032
| 0.528 | 0 | 0.102 | 0 | 0.066 | 0 | 0.13 | 0 | 0.037
| 0.528 | 0 | 0.089 | 0 | 0.062 | 0 | 0.101 | 0 | 0.039
| 0.528 | 0.035 | 0.082 | 0.001 | 0.051 | 0 | 0.101 | 0.014 | 0.037
| 0.528 | 0.095 | 0.065 | 0.014 | 0.034 | 0.008 | 0.105 | 0.093 | 0.031
| 0.528 | 0.126 | 0.046 | 0.022 | 0.02 | 0.029 | 0.095 | 0.145 | 0.026
| 0.528 | 0.135 | 0.044 | 0.024 | 0.015 | 0.039 | 0.085 | 0.146 | 0.019
| 0.528 | 0.098 | 0.058 | 0.022 | 0.008 | 0.039 | 0.083 | 0.121 | 0.013
| 0.528 | 0.04 | 0.095 | 0.007 | 0.007 | 0.023 | 0.084 | 0.079 | 0.012
| 0.528 | 0.002 | 0.153 | 0 | 0.007 | 0.003 | 0.087 | 0.019 | 0.012
| 0.528 | 0 | 0.195 | 0 | 0.01 | 0 | 0.082 | 0 | 0.012
| 0.528 | 0 | 0.218 | 0 | 0.018 | 0 | 0.063 | 0 | 0.015
| 0.528 | 0 | 0.247 | 0 | 0.03 | 0 | 0.045 | 0 | 0.018
| 0.528 | 0 | 0.264 | 0 | 0.044 | 0 | 0.033 | 0 | 0.017
| 0.528 | 0 | 0.28 | 0 | 0.047 | 0 | 0.022 | 0 | 0.013
| 0.528 | 0 | 0.295 | 0 | 0.043 | 0 | 0.018 | 0 | 0.011
| 0.528 | 0 | 0.308 | 0 | 0.041 | 0 | 0.015 | 0 | 0.006
| 0.528 | 0 | 0.31 | 0 | 0.039 | 0 | 0.013 | 0 | 0.003
| 0.528 | 0 | 0.311 | 0 | 0.031 | 0 | 0.011 | 0 | 0.003
| 0.528 | 0 | 0.314 | 0 | 0.038 | 0 | 0.009 | 0 | 0.005
| 0.528 | 0 | 0.314 | 0 | 0.047 | 0 | 0.011 | 0 | 0.007
| 0.528 | 0 | 0.317 | 0 | 0.049 | 0 | 0.011 | 0 | 0.007
| 0.528 | 0 | 0.328 | 0 | 0.045 | 0 | 0.009 | 0 | 0.005
| 0.528 | 0 | 0.355 | 0 | 0.038 | 0 | 0.008 | 0 | 0.004
| 0.528 | 0 | 0.459 | 0 | 0.031 | 0 | 0.007 | 0 | 0.004
| 0.528 | 0 | 0.43 | 0 | 0.017 | 0 | 0.006 | 0 | 0.005
| 0.528 | 0 | 0.391 | 0 | 0.178 | 0 | 0.011 | 0 | 0.008
| 0.528 | 0.021 | 0.342 | 0.007 | 0.396 | 0 | 0.015 | 0.002 | 0.01
| 0.528 | 0.068 | 0.274 | 0.038 | 0.329 | 0.008 | 0.016 | 0.024 | 0.01
| 0.528 | 0.146 | 0.196 | 0.061 | 0.221 | 0.029 | 0.017 | 0.048 | 0.01
| 0.528 | 0.21 | 0.168 | 0.069 | 0.13 | 0.05 | 0.021 | 0.056 | 0.009
| 0.528 | 0.206 | 0.112 | 0.055 | 0.073 | 0.053 | 0.022 | 0.051 | 0.01
| 0.528 | 0.103 | 0.113 | 0.017 | 0.029 | 0.036 | 0.025 | 0.027 | 0.013
| 0.528 | 0.008 | 0.144 | 0 | 0.013 | 0.007 | 0.027 | 0.005 | 0.02
| 0.528 | 0 | 0.162 | 0 | 0.012 | 0 | 0.028 | 0 | 0.028
| 0.528 | 0 | 0.144 | 0 | 0.015 | 0 | 0.028 | 0 | 0.03
| 0.528 | 0 | 0.122 | 0 | 0.013 | 0 | 0.027 | 0 | 0.026
| 0.528 | 0 | 0.089 | 0 | 0.022 | 0 | 0.027 | 0 | 0.022
| 0.528 | 0 | 0.057 | 0 | 0.041 | 0 | 0.029 | 0 | 0.015
| 0.528 | 0 | 0.032 | 0 | 0.051 | 0 | 0.033 | 0 | 0.008
| 0.528 | 0 | 0.016 | 0 | 0.053 | 0 | 0.031 | 0 | 0.007
| 0.528 | 0 | 0.008 | 0 | 0.038 | 0 | 0.029 | 0 | 0.011
| 0.528 | 0 | 0.006 | 0 | 0.029 | 0 | 0.026 | 0 | 0.013
| 0.528 | 0 | 0.006 | 0 | 0.036 | 0 | 0.021 | 0 | 0.015
| 0.528 | 0 | 0.008 | 0 | 0.065 | 0 | 0.02 | 0 | 0.017
| 0.528 | 0 | 0.013 | 0 | 0.097 | 0 | 0.023 | 0 | 0.016
| 0.528 | 0 | 0.019 | 0 | 0.085 | 0 | 0.023 | 0 | 0.016
| 0.528 | 0 | 0.029 | 0 | 0.075 | 0 | 0.024 | 0 | 0.016
| 0.528 | 0 | 0.045 | 0 | 0.068 | 0 | 0.024 | 0 | 0.015
| 0.528 | 0 | 0.055 | 0 | 0.048 | 0 | 0.022 | 0 | 0.013
| 0.528 | 0 | 0.064 | 0 | 0.027 | 0 | 0.02 | 0 | 0.01
| 0.528 | 0.016 | 0.072 | 0.01 | 0.013 | 0 | 0.017 | 0.003 | 0.009
| 0.528 | 0.047 | 0.069 | 0.039 | 0.005 | 0.003 | 0.016 | 0.04 | 0.007
| 0.528 | 0.074 | 0.053 | 0.053 | 0.002 | 0.022 | 0.015 | 0.076 | 0.004
| 0.528 | 0.081 | 0.044 | 0.047 | 0.001 | 0.063 | 0.013 | 0.088 | 0.002
| 0.528 | 0.07 | 0.059 | 0.025 | 0 | 0.103 | 0.015 | 0.079 | 0.001
| 0.528 | 0.046 | 0.098 | 0.005 | 0 | 0.079 | 0.016 | 0.051 | 0.001
| 0.528 | 0.005 | 0.162 | 0 | 0.001 | 0.016 | 0.014 | 0.012 | 0.001
| 0.528 | 0 | 0.209 | 0 | 0.005 | 0 | 0.012 | 0 | 0.002
| 0.528 | 0 | 0.211 | 0 | 0.011 | 0 | 0.013 | 0 | 0.002
| 0.528 | 0 | 0.223 | 0 | 0.018 | 0 | 0.013 | 0 | 0.003
| 0.528 | 0 | 0.211 | 0 | 0.018 | 0 | 0.016 | 0 | 0.002
| 0.528 | 0 | 0.204 | 0 | 0.015 | 0 | 0.022 | 0 | 0.001
| 0.528 | 0 | 0.201 | 0 | 0.018 | 0 | 0.03 | 0 | 0.002
| 0.528 | 0 | 0.188 | 0 | 0.029 | 0 | 0.03 | 0 | 0.004
| 0.528 | 0 | 0.172 | 0 | 0.054 | 0 | 0.029 | 0 | 0.008
| 0.528 | 0 | 0.158 | 0 | 0.093 | 0 | 0.03 | 0 | 0.01
| 0.528 | 0 | 0.16 | 0 | 0.207 | 0 | 0.021 | 0 | 0.013
| 0.528 | 0 | 0.172 | 0 | 0.359 | 0 | 0.019 | 0 | 0.016
| 0.528 | 0 | 0.183 | 0 | 0.4 | 0 | 0.015 | 0 | 0.02
| 0.528 | 0 | 0.19 | 0 | 0.381 | 0 | 0.009 | 0 | 0.022
| 0.528 | 0 | 0.186 | 0 | 0.356 | 0 | 0.004 | 0 | 0.022
| 0.528 | 0 | 0.183 | 0 | 0.284 | 0 | 0.004 | 0 | 0.026
| 0.528 | 0 | 0.178 | 0 | 0.15 | 0 | 0.005 | 0 | 0.032
| 0.528 | 0 | 0.177 | 0 | 0.08 | 0 | 0.003 | 0 | 0.034
| 0.528 | 0.092 | 0.157 | 0.038 | 0.079 | 0 | 0.001 | 0.001 | 0.032
| 0.528 | 0.215 | 0.13 | 0.138 | 0.063 | 0.017 | 0.001 | 0.018 | 0.029
| 0.528 | 0.289 | 0.104 | 0.214 | 0.023 | 0.051 | 0.002 | 0.038 | 0.027
| 0.528 | 0.277 | 0.086 | 0.222 | 0.003 | 0.061 | 0.001 | 0.051 | 0.029
| 0.528 | 0.187 | 0.093 | 0.143 | 0 | 0.048 | 0.001 | 0.047 | 0.037
| 0.528 | 0.089 | 0.126 | 0.052 | 0 | 0.021 | 0.001 | 0.026 | 0.045
| 0.528 | 0.01 | 0.182 | 0 | 0.02 | 0.002 | 0.005 | 0.005 | 0.049
| 0.528 | 0 | 0.243 | 0 | 0.061 | 0 | 0.008 | 0 | 0.047
| 0.528 | 0 | 0.269 | 0 | 0.079 | 0 | 0.009 | 0 | 0.054
| 0.528 | 0 | 0.249 | 0 | 0.09 | 0 | 0.01 | 0 | 0.062
| 0.528 | 0 | 0.195 | 0 | 0.064 | 0 | 0.01 | 0 | 0.076
| 0.528 | 0 | 0.168 | 0 | 0.025 | 0 | 0.009 | 0 | 0.082
| 0.528 | 0 | 0.178 | 0 | 0.032 | 0 | 0.008 | 0 | 0.094
| 0.528 | 0 | 0.27 | 0 | 0.065 | 0 | 0.006 | 0 | 0.126
| 0.528 | 0 | 0.27 | 0 | 0.059 | 0 | 0.004 | 0 | 0.177
| 0.528 | 0 | 0.22 | 0 | 0.048 | 0 | 0.003 | 0 | 0.221
| 0.528 | 0 | 0.226 | 0 | 0.045 | 0 | 0.006 | 0 | 0.228
| 0.528 | 0 | 0.287 | 0 | 0.034 | 0 | 0.01 | 0 | 0.179
| 0.528 | 0 | 0.3 | 0 | 0.023 | 0 | 0.015 | 0 | 0.151
| 0.528 | 0 | 0.318 | 0 | 0.014 | 0 | 0.025 | 0 | 0.163
| 0.528 | 0 | 0.311 | 0 | 0.009 | 0 | 0.03 | 0 | 0.208
| 0.528 | 0 | 0.325 | 0 | 0.007 | 0 | 0.03 | 0 | 0.252
| 0.528 | 0 | 0.379 | 0 | 0.004 | 0 | 0.028 | 0 | 0.328
| 0.528 | 0 | 0.425 | 0 | 0.001 | 0 | 0.031 | 0 | 0.326
| 0.528 | 0.08 | 0.464 | 0.002 | 0.001 | 0 | 0.041 | 0.001 | 0.266
| 0.528 | 0.152 | 0.484 | 0.022 | 0 | 0.007 | 0.062 | 0.025 | 0.181
| 0.528 | 0.181 | 0.516 | 0.044 | 0 | 0.05 | 0.086 | 0.066 | 0.091
| 0.528 | 0.17 | 0.633 | 0.061 | 0.001 | 0.099 | 0.105 | 0.11 | 0.054
| 0.528 | 0.118 | 0.62 | 0.042 | 0.001 | 0.109 | 0.135 | 0.118 | 0.026
| 0.528 | 0.076 | 0.523 | 0.01 | 0.003 | 0.068 | 0.2 | 0.074 | 0.012
| 0.528 | 0.01 | 0.425 | 0 | 0.006 | 0.01 | 0.278 | 0.021 | 0.007
| 0.528 | 0 | 0.343 | 0 | 0.012 | 0 | 0.295 | 0 | 0.005
| 0.528 | 0 | 0.283 | 0 | 0.017 | 0 | 0.294 | 0 | 0.004
| 0.528 | 0 | 0.291 | 0 | 0.018 | 0 | 0.309 | 0 | 0.003
| 0.528 | 0 | 0.236 | 0 | 0.012 | 0 | 0.316 | 0 | 0.002
| 0.528 | 0 | 0.225 | 0 | 0.004 | 0 | 0.302 | 0 | 0.002
| 0.528 | 0 | 0.238 | 0 | 0 | 0 | 0.261 | 0 | 0.002
| 0.528 | 0 | 0.266 | 0 | 0 | 0 | 0.217 | 0 | 0.004
| 0.528 | 0 | 0.215 | 0 | 0 | 0 | 0.19 | 0 | 0.012
| 0.528 | 0 | 0.206 | 0 | 0 | 0 | 0.181 | 0 | 0.021
| 0.528 | 0 | 0.278 | 0 | 0 | 0 | 0.168 | 0 | 0.02
| 0.528 | 0 | 0.242 | 0 | 0 | 0 | 0.155 | 0 | 0.021
| 0.528 | 0 | 0.158 | 0 | 0.001 | 0 | 0.163 | 0 | 0.03
| 0.528 | 0 | 0.155 | 0 | 0.006 | 0 | 0.141 | 0 | 0.024
| 0.528 | 0 | 0.181 | 0 | 0.017 | 0 | 0.108 | 0 | 0.015
| 0.528 | 0 | 0.21 | 0 | 0.028 | 0 | 0.127 | 0 | 0.017
| 0.528 | 0 | 0.252 | 0 | 0.025 | 0 | 0.11 | 0 | 0.019
| 0.528 | 0.001 | 0.271 | 0 | 0.017 | 0 | 0.089 | 0 | 0.015
| 0.528 | 0.101 | 0.294 | 0.018 | 0.059 | 0 | 0.073 | 0.002 | 0.011
| 0.528 | 0.148 | 0.272 | 0.084 | 0.127 | 0.01 | 0.079 | 0.022 | 0.013
| 0.528 | 0.154 | 0.166 | 0.175 | 0.096 | 0.041 | 0.085 | 0.037 | 0.016
| 0.528 | 0.149 | 0.157 | 0.177 | 0.074 | 0.061 | 0.077 | 0.038 | 0.012
| 0.528 | 0.103 | 0.179 | 0.101 | 0.093 | 0.056 | 0.054 | 0.034 | 0.008
| 0.528 | 0.049 | 0.178 | 0.031 | 0.068 | 0.033 | 0.062 | 0.02 | 0.006
| 0.528 | 0.005 | 0.175 | 0 | 0.054 | 0.004 | 0.081 | 0.004 | 0.002
| 0.528 | 0 | 0.164 | 0 | 0.026 | 0 | 0.098 | 0 | 0.002
| 0.528 | 0 | 0.154 | 0 | 0.024 | 0 | 0.111 | 0 | 0.005
| 0.528 | 0 | 0.169 | 0 | 0.018 | 0 | 0.084 | 0 | 0.015
| 0.528 | 0 | 0.122 | 0 | 0.012 | 0 | 0.065 | 0 | 0.025
| 0.528 | 0 | 0.089 | 0 | 0.015 | 0 | 0.035 | 0 | 0.042
| 0.528 | 0 | 0.084 | 0 | 0.012 | 0 | 0.019 | 0 | 0.054
| 0.528 | 0 | 0.068 | 0 | 0.014 | 0 | 0.01 | 0 | 0.068
| 0.528 | 0 | 0.035 | 0 | 0.009 | 0 | 0.003 | 0 | 0.073
| 0.528 | 0 | 0.006 | 0 | 0.007 | 0 | 0.001 | 0 | 0.077
| 0.528 | 0 | 0.008 | 0 | 0.014 | 0 | 0 | 0 | 0.084
| 0.528 | 0 | 0.099 | 0 | 0.034 | 0 | 0 | 0 | 0.079
| 0.528 | 0 | 0.122 | 0 | 0.049 | 0 | 0 | 0 | 0.058
| 0.528 | 0 | 0.097 | 0 | 0.062 | 0 | 0 | 0 | 0.045
| 0.528 | 0 | 0.08 | 0 | 0.057 | 0 | 0 | 0 | 0.032
| 0.528 | 0 | 0.045 | 0 | 0.06 | 0 | 0 | 0 | 0.02
| 0.528 | 0 | 0.005 | 0 | 0.065 | 0 | 0 | 0 | 0.013
| 0.528 | 0 | 0.01 | 0 | 0.069 | 0 | 0.002 | 0 | 0.007
| 0.528 | 0.019 | 0.017 | 0.006 | 0.076 | 0 | 0.003 | 0.015 | 0.003
| 0.528 | 0.054 | 0.02 | 0.028 | 0.084 | 0.01 | 0.007 | 0.077 | 0.001
| 0.528 | 0.083 | 0.023 | 0.052 | 0.096 | 0.036 | 0.013 | 0.141 | 0.001
| 0.528 | 0.082 | 0.014 | 0.068 | 0.113 | 0.061 | 0.014 | 0.147 | 0.001
| 0.528 | 0.056 | 0.01 | 0.047 | 0.098 | 0.073 | 0.005 | 0.099 | 0.001
| 0.528 | 0.025 | 0.019 | 0.024 | 0.088 | 0.078 | 0.001 | 0.061 | 0.001
| 0.528 | 0.001 | 0.035 | 0 | 0.099 | 0.026 | 0 | 0.035 | 0.001
| 0.528 | 0 | 0.045 | 0 | 0.116 | 0 | 0 | 0 | 0.004
| 0.528 | 0 | 0.035 | 0 | 0.107 | 0 | 0.002 | 0 | 0.007
| 0.528 | 0 | 0.025 | 0 | 0.095 | 0 | 0.016 | 0 | 0.006
| 0.528 | 0 | 0.017 | 0 | 0.065 | 0 | 0.048 | 0 | 0.007
| 0.528 | 0 | 0.004 | 0 | 0.026 | 0 | 0.075 | 0 | 0.009
| 0.528 | 0 | 0 | 0 | 0.013 | 0 | 0.153 | 0 | 0.009
| 0.528 | 0 | 0.001 | 0 | 0.004 | 0 | 0.176 | 0 | 0.014
| 0.528 | 0 | 0.049 | 0 | 0 | 0 | 0.151 | 0 | 0.015
| 0.528 | 0 | 0.155 | 0 | 0.001 | 0 | 0.144 | 0 | 0.014
| 0.528 | 0 | 0.29 | 0 | 0.024 | 0 | 0.158 | 0 | 0.021
| 0.528 | 0 | 0.3 | 0 | 0.131 | 0 | 0.148 | 0 | 0.03
| 0.528 | 0 | 0.343 | 0 | 0.302 | 0 | 0.132 | 0 | 0.041
| 0.528 | 0 | 0.305 | 0 | 0.4 | 0 | 0.141 | 0 | 0.045
| 0.528 | 0 | 0.283 | 0 | 0.32 | 0 | 0.141 | 0 | 0.054
| 0.528 | 0 | 0.34 | 0 | 0.254 | 0 | 0.112 | 0 | 0.082
| 0.528 | 0 | 0.305 | 0 | 0.192 | 0 | 0.063 | 0 | 0.142
| 0.528 | 0 | 0.28 | 0 | 0.085 | 0 | 0.035 | 0 | 0.169
| 0.528 | 0.029 | 0.243 | 0.062 | 0.062 | 0 | 0.02 | 0 | 0.188
| 0.528 | 0.051 | 0.202 | 0.249 | 0.09 | 0.008 | 0.008 | 0.012 | 0.209
| 0.528 | 0.054 | 0.149 | 0.243 | 0.102 | 0.029 | 0.002 | 0.032 | 0.241
| 0.528 | 0.047 | 0.162 | 0.163 | 0.117 | 0.042 | 0 | 0.052 | 0.26
| 0.528 | 0.035 | 0.22 | 0.087 | 0.106 | 0.042 | 0.001 | 0.055 | 0.252
| 0.528 | 0.018 | 0.469 | 0.023 | 0.08 | 0.028 | 0.008 | 0.047 | 0.235
| 0.528 | 0.002 | 0.494 | 0 | 0.056 | 0.008 | 0.013 | 0.01 | 0.245
| 0.528 | 0 | 0.494 | 0 | 0.043 | 0 | 0.008 | 0 | 0.238
| 0.528 | 0 | 0.471 | 0 | 0.038 | 0 | 0.003 | 0 | 0.248
| 0.528 | 0 | 0.523 | 0 | 0.028 | 0 | 0.001 | 0 | 0.269
| 0.528 | 0 | 0.529 | 0 | 0.039 | 0 | 0 | 0 | 0.288
| 0.528 | 0 | 0.516 | 0 | 0.078 | 0 | 0.001 | 0 | 0.305
| 0.528 | 0 | 0.498 | 0 | 0.182 | 0 | 0.006 | 0 | 0.359
| 0.528 | 0 | 0.448 | 0 | 0.234 | 0 | 0.021 | 0 | 0.388
| 0.528 | 0 | 0.627 | 0 | 0.182 | 0 | 0.071 | 0 | 0.45
| 0.528 | 0 | 0.661 | 0 | 0.142 | 0 | 0.24 | 0 | 0.554
| 0.528 | 0 | 0.639 | 0 | 0.067 | 0 | 0.382 | 0 | 0.545
| 0.528 | 0 | 0.649 | 0 | 0.014 | 0 | 0.42 | 0 | 0.566
| 0.528 | 0 | 0.714 | 0 | 0.002 | 0 | 0.461 | 0 | 0.557
| 0.528 | 0 | 0.783 | 0 | 0.003 | 0 | 0.448 | 0 | 0.51
| 0.528 | 0 | 0.781 | 0 | 0.005 | 0 | 0.447 | 0 | 0.501
| 0.528 | 0 | 0.752 | 0 | 0.005 | 0 | 0.427 | 0 | 0.472
| 0.528 | 0 | 0.78 | 0 | 0.004 | 0 | 0.386 | 0 | 0.379
| 0.528 | 0.002 | 0.772 | 0 | 0.001 | 0 | 0.365 | 0 | 0.286
| 0.528 | 0.086 | 0.765 | 0.015 | 0.001 | 0 | 0.362 | 0.002 | 0.213
| 0.528 | 0.194 | 0.759 | 0.054 | 0.006 | 0.011 | 0.31 | 0.015 | 0.184
| 0.528 | 0.248 | 0.765 | 0.079 | 0.007 | 0.033 | 0.329 | 0.025 | 0.185
| 0.528 | 0.182 | 0.791 | 0.085 | 0.007 | 0.042 | 0.328 | 0.028 | 0.184
| 0.528 | 0.113 | 0.797 | 0.063 | 0.009 | 0.034 | 0.27 | 0.021 | 0.16
| 0.528 | 0.052 | 0.778 | 0.029 | 0.02 | 0.021 | 0.211 | 0.012 | 0.152
| 0.528 | 0.007 | 0.74 | 0 | 0.042 | 0.003 | 0.183 | 0.002 | 0.121
| 0.528 | 0 | 0.68 | 0 | 0.086 | 0 | 0.151 | 0 | 0.12
| 0.528 | 0 | 0.634 | 0 | 0.112 | 0 | 0.132 | 0 | 0.114
| 0.528 | 0 | 0.522 | 0 | 0.074 | 0 | 0.122 | 0 | 0.123
| 0.528 | 0 | 0.379 | 0 | 0.025 | 0 | 0.161 | 0 | 0.135
| 0.528 | 0 | 0.341 | 0 | 0.007 | 0 | 0.231 | 0 | 0.22
| 0.528 | 0 | 0.344 | 0 | 0.011 | 0 | 0.36 | 0 | 0.341
| 0.528 | 0 | 0.362 | 0 | 0.052 | 0 | 0.523 | 0 | 0.378
| 0.528 | 0 | 0.379 | 0 | 0.105 | 0 | 0.532 | 0 | 0.442
| 0.528 | 0 | 0.402 | 0 | 0.133 | 0 | 0.55 | 0 | 0.417
| 0.528 | 0 | 0.457 | 0 | 0.188 | 0 | 0.587 | 0 | 0.654
| 0.528 | 0 | 0.601 | 0 | 0.264 | 0 | 0.642 | 0 | 0.814
| 0.528 | 0 | 0.713 | 0 | 0.293 | 0 | 0.661 | 0 | 0.87
| 0.528 | 0 | 0.754 | 0 | 0.255 | 0 | 0.679 | 0 | 0.888
| 0.528 | 0 | 0.785 | 0 | 0.285 | 0 | 0.649 | 0 | 0.855
| 0.528 | 0 | 0.858 | 0 | 0.32 | 0 | 0.642 | 0 | 0.84
| 0.528 | 0 | 0.866 | 0 | 0.296 | 0 | 0.599 | 0 | 0.896
| 0.528 | 0 | 0.874 | 0 | 0.286 | 0 | 0.568 | 0 | 0.924
| 0.528 | 0.02 | 0.89 | 0.002 | 0.278 | 0 | 0.56 | 0.001 | 0.928
| 0.528 | 0.041 | 0.912 | 0.014 | 0.343 | 0.001 | 0.574 | 0.012 | 0.931
| 0.528 | 0.074 | 0.937 | 0.031 | 0.355 | 0.01 | 0.59 | 0.029 | 0.943
| 0.528 | 0.081 | 0.977 | 0.031 | 0.362 | 0.015 | 0.613 | 0.037 | 0.926
| 0.528 | 0.067 | 0.991 | 0.021 | 0.344 | 0.015 | 0.763 | 0.033 | 0.904
| 0.528 | 0.059 | 0.986 | 0.007 | 0.329 | 0.022 | 0.929 | 0.022 | 0.882
| 0.528 | 0.007 | 0.972 | 0 | 0.33 | 0.016 | 0.945 | 0.005 | 0.865
| 0.528 | 0 | 0.986 | 0 | 0.376 | 0 | 0.935 | 0 | 0.828
| 0.528 | 0 | 0.967 | 0 | 0.635 | 0 | 0.953 | 0 | 0.688
| 0.528 | 0 | 0.965 | 0 | 0.955 | 0 | 0.975 | 0 | 0.574
| 0.528 | 0 | 0.991 | 0 | 0.99 | 0 | 0.973 | 0 | 0.552
| 0.528 | 0 | 0.991 | 0 | 0.989 | 0 | 0.978 | 0 | 0.501
| 0.528 | 0 | 0.99 | 0 | 0.989 | 0 | 0.981 | 0 | 0.452
| 0.528 | 0 | 0.991 | 0 | 0.985 | 0 | 0.98 | 0 | 0.426
| 0.528 | 0 | 0.991 | 0 | 0.985 | 0 | 0.978 | 0 | 0.38
| 0.528 | 0 | 0.991 | 0 | 0.977 | 0 | 0.974 | 0 | 0.347
| 0.528 | 0 | 0.99 | 0 | 0.987 | 0 | 0.958 | 0 | 0.299
| 0.528 | 0 | 0.988 | 0 | 0.988 | 0 | 0.932 | 0 | 0.241
| 0.528 | 0 | 0.985 | 0 | 0.991 | 0 | 0.898 | 0 | 0.203
| 0.528 | 0 | 0.972 | 0 | 0.991 | 0 | 0.858 | 0 | 0.179
| 0.528 | 0 | 0.962 | 0 | 0.987 | 0 | 0.804 | 0 | 0.156
| 0.528 | 0 | 0.932 | 0 | 0.979 | 0 | 0.736 | 0 | 0.12
| 0.528 | 0 | 0.924 | 0 | 0.974 | 0 | 0.631 | 0 | 0.088
| 0.528 | 0.009 | 0.917 | 0 | 0.979 | 0 | 0.552 | 0 | 0.063
| 0.528 | 0.176 | 0.861 | 0.116 | 0.97 | 0 | 0.538 | 0.014 | 0.043
| 0.528 | 0.344 | 0.821 | 0.291 | 0.974 | 0.013 | 0.564 | 0.058 | 0.04
| 0.528 | 0.425 | 0.768 | 0.392 | 0.94 | 0.061 | 0.642 | 0.09 | 0.041
| 0.528 | 0.406 | 0.69 | 0.405 | 0.934 | 0.1 | 0.7 | 0.09 | 0.037
| 0.528 | 0.301 | 0.604 | 0.322 | 0.857 | 0.095 | 0.741 | 0.071 | 0.029
| 0.528 | 0.15 | 0.535 | 0.152 | 0.85 | 0.054 | 0.799 | 0.047 | 0.029
| 0.528 | 0.019 | 0.497 | 0.009 | 0.759 | 0.013 | 0.832 | 0.014 | 0.025
| 0.528 | 0 | 0.46 | 0 | 0.628 | 0 | 0.809 | 0 | 0.018
| 0.528 | 0 | 0.41 | 0 | 0.489 | 0 | 0.753 | 0 | 0.009
| 0.528 | 0 | 0.368 | 0 | 0.485 | 0 | 0.712 | 0 | 0.013
| 0.528 | 0 | 0.337 | 0 | 0.515 | 0 | 0.626 | 0 | 0.013
| 0.528 | 0 | 0.305 | 0 | 0.498 | 0 | 0.486 | 0 | 0.008
| 0.528 | 0 | 0.306 | 0 | 0.513 | 0 | 0.388 | 0 | 0.004
| 0.528 | 0 | 0.314 | 0 | 0.541 | 0 | 0.291 | 0 | 0.009
| 0.528 | 0 | 0.3 | 0 | 0.522 | 0 | 0.204 | 0 | 0.014
| 0.528 | 0 | 0.294 | 0 | 0.459 | 0 | 0.134 | 0 | 0.012
| 0.528 | 0 | 0.305 | 0 | 0.463 | 0 | 0.067 | 0 | 0.008
| 0.528 | 0 | 0.311 | 0 | 0.488 | 0 | 0.058 | 0 | 0.024
| 0.528 | 0 | 0.318 | 0 | 0.485 | 0 | 0.084 | 0 | 0.041
| 0.528 | 0 | 0.33 | 0 | 0.464 | 0 | 0.108 | 0 | 0.05
| 0.528 | 0 | 0.352 | 0 | 0.422 | 0 | 0.149 | 0 | 0.08
| 0.528 | 0 | 0.354 | 0 | 0.389 | 0 | 0.172 | 0 | 0.11
| 0.528 | 0 | 0.371 | 0 | 0.363 | 0 | 0.289 | 0 | 0.138
| 0.528 | 0 | 0.354 | 0 | 0.38 | 0 | 0.474 | 0 | 0.183
| 0.528 | 0.026 | 0.341 | 0.014 | 0.376 | 0 | 0.65 | 0.001 | 0.227
| 0.528 | 0.071 | 0.332 | 0.034 | 0.274 | 0.038 | 0.886 | 0.016 | 0.256
| 0.528 | 0.099 | 0.334 | 0.036 | 0.233 | 0.102 | 0.932 | 0.04 | 0.276
| 0.528 | 0.073 | 0.323 | 0.031 | 0.273 | 0.156 | 0.94 | 0.061 | 0.26
| 0.528 | 0.044 | 0.346 | 0.022 | 0.337 | 0.176 | 0.947 | 0.053 | 0.2
| 0.528 | 0.03 | 0.507 | 0.007 | 0.411 | 0.128 | 0.988 | 0.034 | 0.14
| 0.528 | 0.004 | 0.552 | 0 | 0.476 | 0.037 | 0.991 | 0.011 | 0.101
| 0.528 | 0 | 0.57 | 0 | 0.492 | 0 | 0.981 | 0 | 0.072
| 0.528 | 0 | 0.63 | 0 | 0.434 | 0 | 0.941 | 0 | 0.06
| 0.528 | 0 | 0.677 | 0 | 0.407 | 0 | 0.871 | 0 | 0.054
| 0.528 | 0 | 0.66 | 0 | 0.413 | 0 | 0.777 | 0 | 0.051
| 0.528 | 0 | 0.615 | 0 | 0.513 | 0 | 0.705 | 0 | 0.034
| 0.528 | 0 | 0.579 | 0 | 0.63 | 0 | 0.64 | 0 | 0.011
| 0.528 | 0 | 0.553 | 0 | 0.718 | 0 | 0.541 | 0 | 0.003
| 0.528 | 0 | 0.536 | 0 | 0.831 | 0 | 0.46 | 0 | 0.001
| 0.528 | 0 | 0.496 | 0 | 0.84 | 0 | 0.338 | 0 | 0
| 0.528 | 0 | 0.461 | 0 | 0.839 | 0 | 0.237 | 0 | 0
| 0.528 | 0 | 0.432 | 0 | 0.829 | 0 | 0.172 | 0 | 0
| 0.528 | 0 | 0.422 | 0 | 0.806 | 0 | 0.107 | 0 | 0
| 0.528 | 0 | 0.431 | 0 | 0.779 | 0 | 0.054 | 0 | 0.001
| 0.528 | 0 | 0.422 | 0 | 0.75 | 0 | 0.045 | 0 | 0.005
| 0.528 | 0 | 0.388 | 0 | 0.706 | 0 | 0.039 | 0 | 0.008
| 0.528 | 0 | 0.3 | 0 | 0.642 | 0 | 0.055 | 0 | 0.016
| 0.528 | 0.006 | 0.238 | 0 | 0.524 | 0 | 0.083 | 0 | 0.028
| 0.528 | 0.091 | 0.172 | 0.126 | 0.362 | 0 | 0.084 | 0.038 | 0.036
| 0.528 | 0.181 | 0.122 | 0.268 | 0.234 | 0.027 | 0.086 | 0.113 | 0.032
| 0.528 | 0.239 | 0.082 | 0.312 | 0.112 | 0.081 | 0.078 | 0.2 | 0.017
| 0.528 | 0.24 | 0.076 | 0.294 | 0.037 | 0.083 | 0.066 | 0.272 | 0.011
| 0.528 | 0.177 | 0.101 | 0.202 | 0.002 | 0.099 | 0.085 | 0.315 | 0.014
| 0.528 | 0.111 | 0.151 | 0.104 | 0.001 | 0.115 | 0.11 | 0.26 | 0.023
| 0.528 | 0.02 | 0.224 | 0.006 | 0.014 | 0.041 | 0.125 | 0.109 | 0.037
| 0.528 | 0 | 0.328 | 0 | 0.113 | 0 | 0.144 | 0 | 0.047
| 0.528 | 0 | 0.32 | 0 | 0.284 | 0 | 0.157 | 0 | 0.049
| 0.528 | 0 | 0.312 | 0 | 0.374 | 0 | 0.174 | 0 | 0.048
| 0.528 | 0 | 0.325 | 0 | 0.343 | 0 | 0.169 | 0 | 0.054
| 0.528 | 0 | 0.336 | 0 | 0.341 | 0 | 0.162 | 0 | 0.059
| 0.528 | 0 | 0.343 | 0 | 0.391 | 0 | 0.167 | 0 | 0.062
| 0.528 | 0 | 0.343 | 0 | 0.352 | 0 | 0.194 | 0 | 0.063
| 0.528 | 0 | 0.343 | 0 | 0.369 | 0 | 0.238 | 0 | 0.064
| 0.528 | 0 | 0.342 | 0 | 0.323 | 0 | 0.29 | 0 | 0.069
| 0.528 | 0 | 0.352 | 0 | 0.213 | 0 | 0.337 | 0 | 0.07
| 0.528 | 0 | 0.372 | 0 | 0.157 | 0 | 0.39 | 0 | 0.06
| 0.528 | 0 | 0.402 | 0 | 0.101 | 0 | 0.51 | 0 | 0.057
| 0.528 | 0 | 0.433 | 0 | 0.058 | 0 | 0.612 | 0 | 0.085
| 0.528 | 0 | 0.48 | 0 | 0.045 | 0 | 0.599 | 0 | 0.104
| 0.528 | 0 | 0.525 | 0 | 0.056 | 0 | 0.665 | 0 | 0.073
| 0.528 | 0 | 0.526 | 0 | 0.062 | 0 | 0.594 | 0 | 0.068
| 0.528 | 0.012 | 0.518 | 0 | 0.054 | 0 | 0.494 | 0 | 0.061
| 0.528 | 0.163 | 0.507 | 0.017 | 0.048 | 0 | 0.413 | 0.006 | 0.049
| 0.528 | 0.399 | 0.504 | 0.054 | 0.035 | 0.027 | 0.409 | 0.028 | 0.034
| 0.528 | 0.493 | 0.413 | 0.078 | 0.037 | 0.066 | 0.429 | 0.042 | 0.029
| 0.528 | 0.417 | 0.423 | 0.078 | 0.031 | 0.147 | 0.504 | 0.04 | 0.045
| 0.528 | 0.255 | 0.566 | 0.048 | 0.028 | 0.189 | 0.618 | 0.041 | 0.148
| 0.528 | 0.219 | 0.544 | 0.011 | 0.059 | 0.135 | 0.705 | 0.038 | 0.154
| 0.528 | 0.042 | 0.738 | 0 | 0.118 | 0.046 | 0.721 | 0.017 | 0.218
| 0.528 | 0 | 0.822 | 0 | 0.291 | 0 | 0.651 | 0 | 0.209
| 0.528 | 0 | 0.831 | 0 | 0.352 | 0 | 0.594 | 0 | 0.165
| 0.528 | 0 | 0.867 | 0 | 0.428 | 0 | 0.613 | 0 | 0.102
| 0.528 | 0 | 0.852 | 0 | 0.494 | 0 | 0.596 | 0 | 0.056
| 0.528 | 0 | 0.8 | 0 | 0.625 | 0 | 0.536 | 0 | 0.043
| 0.528 | 0 | 0.753 | 0 | 0.676 | 0 | 0.495 | 0 | 0.022
| 0.528 | 0 | 0.71 | 0 | 0.762 | 0 | 0.442 | 0 | 0.018
| 0.528 | 0 | 0.674 | 0 | 0.88 | 0 | 0.332 | 0 | 0.02
| 0.528 | 0 | 0.704 | 0 | 0.863 | 0 | 0.223 | 0 | 0.017
| 0.528 | 0 | 0.674 | 0 | 0.866 | 0 | 0.171 | 0 | 0.011
| 0.528 | 0 | 0.665 | 0 | 0.875 | 0 | 0.146 | 0 | 0.004
| 0.528 | 0 | 0.657 | 0 | 0.874 | 0 | 0.131 | 0 | 0.001
| 0.528 | 0 | 0.622 | 0 | 0.835 | 0 | 0.124 | 0 | 0
| 0.528 | 0 | 0.593 | 0 | 0.799 | 0 | 0.108 | 0 | 0
| 0.528 | 0 | 0.529 | 0 | 0.74 | 0 | 0.1 | 0 | 0
| 0.528 | 0 | 0.447 | 0 | 0.63 | 0 | 0.081 | 0 | 0
| 0.528 | 0.026 | 0.419 | 0 | 0.594 | 0 | 0.067 | 0 | 0
| 0.528 | 0.226 | 0.341 | 0.166 | 0.583 | 0 | 0.055 | 0.033 | 0
| 0.528 | 0.403 | 0.228 | 0.348 | 0.476 | 0.042 | 0.049 | 0.136 | 0.001
| 0.528 | 0.496 | 0.179 | 0.444 | 0.482 | 0.079 | 0.056 | 0.202 | 0.001
| 0.528 | 0.507 | 0.126 | 0.452 | 0.461 | 0.112 | 0.053 | 0.238 | 0
| 0.528 | 0.439 | 0.098 | 0.376 | 0.301 | 0.121 | 0.038 | 0.226 | 0
| 0.528 | 0.287 | 0.119 | 0.21 | 0.326 | 0.086 | 0.029 | 0.138 | 0.002
| 0.528 | 0.073 | 0.174 | 0.028 | 0.4 | 0.024 | 0.029 | 0.049 | 0.005
| 0.528 | 0 | 0.241 | 0 | 0.457 | 0 | 0.027 | 0 | 0.006
| 0.528 | 0 | 0.293 | 0 | 0.435 | 0 | 0.025 | 0 | 0.004
| 0.528 | 0 | 0.327 | 0 | 0.424 | 0 | 0.025 | 0 | 0.002
| 0.528 | 0 | 0.352 | 0 | 0.452 | 0 | 0.023 | 0 | 0.003
| 0.528 | 0 | 0.358 | 0 | 0.501 | 0 | 0.021 | 0 | 0.003
| 0.528 | 0 | 0.285 | 0 | 0.505 | 0 | 0.022 | 0 | 0.007
| 0.528 | 0 | 0.238 | 0 | 0.51 | 0 | 0.021 | 0 | 0.019
| 0.528 | 0 | 0.176 | 0 | 0.515 | 0 | 0.02 | 0 | 0.022
| 0.528 | 0 | 0.183 | 0 | 0.489 | 0 | 0.019 | 0 | 0.014
| 0.528 | 0 | 0.197 | 0 | 0.425 | 0 | 0.017 | 0 | 0.008
| 0.528 | 0 | 0.231 | 0 | 0.349 | 0 | 0.019 | 0 | 0.012
| 0.528 | 0 | 0.236 | 0 | 0.234 | 0 | 0.018 | 0 | 0.014
| 0.528 | 0 | 0.272 | 0 | 0.174 | 0 | 0.017 | 0 | 0.014
| 0.528 | 0 | 0.291 | 0 | 0.139 | 0 | 0.021 | 0 | 0.011
| 0.528 | 0 | 0.297 | 0 | 0.058 | 0 | 0.026 | 0 | 0.01
| 0.528 | 0 | 0.261 | 0 | 0.035 | 0 | 0.032 | 0 | 0.009
| 0.528 | 0.003 | 0.254 | 0 | 0.037 | 0 | 0.023 | 0 | 0.01
| 0.528 | 0.054 | 0.261 | 0.032 | 0.059 | 0 | 0.018 | 0.011 | 0.013
| 0.528 | 0.102 | 0.235 | 0.096 | 0.106 | 0.028 | 0.013 | 0.036 | 0.013
| 0.528 | 0.185 | 0.228 | 0.26 | 0.138 | 0.071 | 0.011 | 0.049 | 0.009
| 0.528 | 0.106 | 0.25 | 0.294 | 0.123 | 0.119 | 0.006 | 0.054 | 0.007
| 0.528 | 0.065 | 0.187 | 0.205 | 0.108 | 0.135 | 0.003 | 0.049 | 0.008
| 0.528 | 0.044 | 0.204 | 0.142 | 0.111 | 0.112 | 0.003 | 0.031 | 0.015
| 0.528 | 0.006 | 0.325 | 0.011 | 0.132 | 0.042 | 0.004 | 0.01 | 0.017
| 0.528 | 0 | 0.245 | 0 | 0.154 | 0 | 0.009 | 0 | 0.019
| 0.528 | 0 | 0.189 | 0 | 0.153 | 0 | 0.017 | 0 | 0.019
| 0.528 | 0 | 0.196 | 0 | 0.155 | 0 | 0.025 | 0 | 0.015
| 0.528 | 0 | 0.175 | 0 | 0.165 | 0 | 0.029 | 0 | 0.014
| 0.528 | 0 | 0.15 | 0 | 0.171 | 0 | 0.042 | 0 | 0.023
| 0.528 | 0 | 0.143 | 0 | 0.143 | 0 | 0.044 | 0 | 0.023
| 0.528 | 0 | 0.133 | 0 | 0.093 | 0 | 0.045 | 0 | 0.022
| 0.528 | 0 | 0.118 | 0 | 0.065 | 0 | 0.044 | 0 | 0.02
| 0.528 | 0 | 0.104 | 0 | 0.041 | 0 | 0.044 | 0 | 0.022
| 0.528 | 0 | 0.102 | 0 | 0.021 | 0 | 0.077 | 0 | 0.026
| 0.528 | 0 | 0.105 | 0 | 0.013 | 0 | 0.085 | 0 | 0.025
| 0.528 | 0 | 0.105 | 0 | 0.007 | 0 | 0.065 | 0 | 0.028
| 0.528 | 0 | 0.107 | 0 | 0.002 | 0 | 0.053 | 0 | 0.032
| 0.528 | 0 | 0.115 | 0 | 0 | 0 | 0.047 | 0 | 0.031
| 0.528 | 0 | 0.119 | 0 | 0 | 0 | 0.047 | 0 | 0.031
| 0.528 | 0 | 0.117 | 0 | 0.001 | 0 | 0.048 | 0 | 0.035
| 0.528 | 0.001 | 0.104 | 0 | 0.018 | 0 | 0.054 | 0 | 0.041
| 0.528 | 0.023 | 0.087 | 0.031 | 0.058 | 0.003 | 0.054 | 0.017 | 0.048
| 0.528 | 0.055 | 0.058 | 0.075 | 0.088 | 0.047 | 0.051 | 0.06 | 0.053
| 0.528 | 0.075 | 0.039 | 0.104 | 0.053 | 0.107 | 0.054 | 0.112 | 0.05
| 0.528 | 0.077 | 0.032 | 0.103 | 0.043 | 0.191 | 0.048 | 0.141 | 0.041
| 0.528 | 0.069 | 0.03 | 0.079 | 0.041 | 0.138 | 0.035 | 0.11 | 0.035
| 0.528 | 0.043 | 0.033 | 0.044 | 0.038 | 0.106 | 0.032 | 0.072 | 0.03
| 0.528 | 0.008 | 0.045 | 0.006 | 0.055 | 0.066 | 0.035 | 0.026 | 0.022
| 0.528 | 0 | 0.058 | 0 | 0.083 | 0 | 0.041 | 0 | 0.017
| 0.528 | 0 | 0.072 | 0 | 0.084 | 0 | 0.046 | 0 | 0.021
| 0.528 | 0 | 0.096 | 0 | 0.063 | 0 | 0.049 | 0 | 0.031
| 0.528 | 0 | 0.108 | 0 | 0.028 | 0 | 0.037 | 0 | 0.029
| 0.528 | 0 | 0.101 | 0 | 0.013 | 0 | 0.033 | 0 | 0.021
| 0.528 | 0 | 0.09 | 0 | 0.011 | 0 | 0.036 | 0 | 0.019
| 0.528 | 0 | 0.114 | 0 | 0.016 | 0 | 0.031 | 0 | 0.022
| 0.528 | 0 | 0.126 | 0 | 0.021 | 0 | 0.023 | 0 | 0.026
| 0.528 | 0 | 0.15 | 0 | 0.021 | 0 | 0.018 | 0 | 0.018
| 0.528 | 0 | 0.175 | 0 | 0.018 | 0 | 0.019 | 0 | 0.025
| 0.528 | 0 | 0.19 | 0 | 0.024 | 0 | 0.019 | 0 | 0.029
| 0.528 | 0 | 0.2 | 0 | 0.041 | 0 | 0.021 | 0 | 0.028
| 0.528 | 0 | 0.17 | 0 | 0.059 | 0 | 0.02 | 0 | 0.029
| 0.528 | 0 | 0.135 | 0 | 0.071 | 0 | 0.015 | 0 | 0.027
| 0.528 | 0 | 0.144 | 0 | 0.092 | 0 | 0.018 | 0 | 0.021
| 0.528 | 0 | 0.144 | 0 | 0.15 | 0 | 0.025 | 0 | 0.011
| 0.528 | 0.006 | 0.157 | 0 | 0.241 | 0 | 0.028 | 0 | 0.008
| 0.528 | 0.076 | 0.172 | 0.047 | 0.302 | 0.001 | 0.032 | 0.007 | 0.007
| 0.528 | 0.245 | 0.172 | 0.129 | 0.264 | 0.025 | 0.035 | 0.027 | 0.002
| 0.528 | 0.349 | 0.19 | 0.176 | 0.233 | 0.058 | 0.039 | 0.045 | 0.001
| 0.528 | 0.371 | 0.179 | 0.167 | 0.225 | 0.056 | 0.047 | 0.046 | 0.001
| 0.528 | 0.285 | 0.153 | 0.169 | 0.22 | 0.045 | 0.053 | 0.05 | 0.001
| 0.528 | 0.132 | 0.162 | 0.109 | 0.259 | 0.036 | 0.06 | 0.058 | 0.002
| 0.528 | 0.024 | 0.201 | 0.009 | 0.32 | 0.013 | 0.155 | 0.027 | 0.002
| 0.528 | 0 | 0.243 | 0 | 0.343 | 0 | 0.36 | 0 | 0.004
| 0.528 | 0 | 0.269 | 0 | 0.319 | 0 | 0.51 | 0 | 0.004
| 0.528 | 0 | 0.278 | 0 | 0.284 | 0 | 0.613 | 0 | 0.008
| 0.528 | 0 | 0.266 | 0 | 0.314 | 0 | 0.625 | 0 | 0.006
| 0.528 | 0 | 0.277 | 0 | 0.336 | 0 | 0.596 | 0 | 0.003
| 0.528 | 0 | 0.302 | 0 | 0.328 | 0 | 0.583 | 0 | 0.002
| 0.528 | 0 | 0.374 | 0 | 0.32 | 0 | 0.512 | 0 | 0.008
| 0.528 | 0 | 0.379 | 0 | 0.332 | 0 | 0.485 | 0 | 0.007
| 0.528 | 0 | 0.4 | 0 | 0.358 | 0 | 0.477 | 0 | 0.002
| 0.528 | 0 | 0.42 | 0 | 0.469 | 0 | 0.571 | 0 | 0.001
| 0.528 | 0 | 0.431 | 0 | 0.672 | 0 | 0.694 | 0 | 0.001
| 0.528 | 0 | 0.439 | 0 | 0.845 | 0 | 0.768 | 0 | 0
| 0.528 | 0 | 0.435 | 0 | 0.856 | 0 | 0.791 | 0 | 0
| 0.528 | 0 | 0.42 | 0 | 0.857 | 0 | 0.785 | 0 | 0
| 0.528 | 0 | 0.401 | 0 | 0.847 | 0 | 0.781 | 0 | 0
| 0.528 | 0 | 0.339 | 0 | 0.826 | 0 | 0.777 | 0 | 0
| 0.528 | 0.01 | 0.3 | 0 | 0.783 | 0 | 0.773 | 0 | 0
| 0.528 | 0.083 | 0.269 | 0.082 | 0.777 | 0 | 0.797 | 0.01 | 0
| 0.528 | 0.189 | 0.251 | 0.196 | 0.788 | 0.021 | 0.827 | 0.046 | 0
| 0.528 | 0.224 | 0.241 | 0.254 | 0.795 | 0.045 | 0.85 | 0.079 | 0
| 0.528 | 0.234 | 0.284 | 0.271 | 0.818 | 0.065 | 0.858 | 0.094 | 0
| 0.528 | 0.214 | 0.259 | 0.198 | 0.88 | 0.07 | 0.856 | 0.09 | 0
| 0.528 | 0.146 | 0.281 | 0.075 | 0.837 | 0.048 | 0.826 | 0.079 | 0
| 0.528 | 0.031 | 0.314 | 0.006 | 0.792 | 0.017 | 0.806 | 0.041 | 0
| 0.528 | 0 | 0.323 | 0 | 0.766 | 0 | 0.766 | 0.002 | 0
| 0.528 | 0 | 0.325 | 0 | 0.754 | 0 | 0.708 | 0 | 0
| 0.528 | 0 | 0.338 | 0 | 0.722 | 0 | 0.626 | 0 | 0
| 0.528 | 0 | 0.355 | 0 | 0.739 | 0 | 0.574 | 0 | 0
| 0.528 | 0 | 0.368 | 0 | 0.766 | 0 | 0.525 | 0 | 0
| 0.528 | 0 | 0.378 | 0 | 0.799 | 0 | 0.473 | 0 | 0
| 0.528 | 0 | 0.376 | 0 | 0.826 | 0 | 0.432 | 0 | 0.001
| 0.528 | 0 | 0.361 | 0 | 0.826 | 0 | 0.423 | 0 | 0.003
| 0.528 | 0 | 0.338 | 0 | 0.826 | 0 | 0.391 | 0 | 0.005
| 0.528 | 0 | 0.339 | 0 | 0.85 | 0 | 0.315 | 0 | 0.007
| 0.528 | 0 | 0.345 | 0 | 0.884 | 0 | 0.278 | 0 | 0.007
| 0.528 | 0 | 0.35 | 0 | 0.896 | 0 | 0.231 | 0 | 0.008
| 0.528 | 0 | 0.352 | 0 | 0.896 | 0 | 0.216 | 0 | 0.009
| 0.528 | 0 | 0.343 | 0 | 0.891 | 0 | 0.192 | 0 | 0.01
| 0.528 | 0 | 0.337 | 0 | 0.882 | 0 | 0.141 | 0 | 0.012
| 0.528 | 0 | 0.283 | 0 | 0.844 | 0 | 0.13 | 0 | 0.014
| 0.528 | 0.009 | 0.243 | 0.002 | 0.786 | 0 | 0.134 | 0 | 0.016
| 0.528 | 0.064 | 0.22 | 0.071 | 0.747 | 0.009 | 0.145 | 0.047 | 0.016
| 0.528 | 0.136 | 0.192 | 0.162 | 0.729 | 0.068 | 0.157 | 0.145 | 0.01
| 0.528 | 0.186 | 0.178 | 0.301 | 0.722 | 0.1 | 0.167 | 0.265 | 0.007
| 0.528 | 0.208 | 0.175 | 0.309 | 0.71 | 0.1 | 0.177 | 0.353 | 0.006
| 0.528 | 0.166 | 0.191 | 0.274 | 0.674 | 0.085 | 0.164 | 0.374 | 0.006
| 0.528 | 0.104 | 0.22 | 0.183 | 0.664 | 0.053 | 0.148 | 0.317 | 0.006
| 0.528 | 0.025 | 0.254 | 0.031 | 0.681 | 0.021 | 0.132 | 0.133 | 0.006
| 0.528 | 0 | 0.294 | 0 | 0.721 | 0 | 0.122 | 0.012 | 0.005
| 0.528 | 0 | 0.326 | 0 | 0.75 | 0 | 0.129 | 0 | 0.004
| 0.528 | 0 | 0.333 | 0 | 0.774 | 0 | 0.14 | 0 | 0.003
| 0.528 | 0 | 0.355 | 0 | 0.785 | 0 | 0.147 | 0 | 0.003
| 0.528 | 0 | 0.347 | 0 | 0.774 | 0 | 0.139 | 0 | 0.004
| 0.528 | 0 | 0.362 | 0 | 0.763 | 0 | 0.118 | 0 | 0.006
| 0.528 | 0 | 0.349 | 0 | 0.75 | 0 | 0.094 | 0 | 0.008
| 0.528 | 0 | 0.346 | 0 | 0.745 | 0 | 0.061 | 0 | 0.009
| 0.528 | 0 | 0.363 | 0 | 0.79 | 0 | 0.029 | 0 | 0.009
| 0.528 | 0 | 0.353 | 0 | 0.88 | 0 | 0.009 | 0 | 0.007
| 0.528 | 0 | 0.334 | 0 | 0.928 | 0 | 0.001 | 0 | 0.006
| 0.528 | 0 | 0.306 | 0 | 0.914 | 0 | 0 | 0 | 0.007
| 0.528 | 0 | 0.249 | 0 | 0.87 | 0 | 0 | 0 | 0.008
| 0.528 | 0 | 0.22 | 0 | 0.8 | 0 | 0 | 0 | 0.009
| 0.528 | 0 | 0.206 | 0 | 0.715 | 0 | 0 | 0 | 0.01
| 0.528 | 0 | 0.175 | 0 | 0.538 | 0 | 0 | 0 | 0.011
| 0.528 | 0.037 | 0.126 | 0.008 | 0.414 | 0 | 0 | 0 | 0.013
| 0.528 | 0.187 | 0.066 | 0.169 | 0.338 | 0.027 | 0.001 | 0.163 | 0.013
| 0.528 | 0.34 | 0.029 | 0.32 | 0.249 | 0.188 | 0 | 0.353 | 0.011
| 0.528 | 0.46 | 0.018 | 0.403 | 0.155 | 0.322 | 0 | 0.469 | 0.006
| 0.528 | 0.48 | 0.02 | 0.392 | 0.082 | 0.387 | 0 | 0.508 | 0.001
| 0.528 | 0.403 | 0.02 | 0.297 | 0.051 | 0.375 | 0 | 0.476 | 0
| 0.528 | 0.266 | 0.026 | 0.18 | 0.057 | 0.295 | 0 | 0.37 | 0
| 0.528 | 0.072 | 0.048 | 0.028 | 0.106 | 0.145 | 0 | 0.183 | 0
| 0.528 | 0 | 0.086 | 0 | 0.212 | 0.01 | 0 | 0.018 | 0
| 0.528 | 0 | 0.101 | 0 | 0.243 | 0 | 0.001 | 0 | 0
| 0.528 | 0 | 0.078 | 0 | 0.311 | 0 | 0.001 | 0 | 0
| 0.528 | 0 | 0.045 | 0 | 0.235 | 0 | 0.001 | 0 | 0
| 0.528 | 0 | 0.017 | 0 | 0.157 | 0 | 0 | 0 | 0
| 0.528 | 0 | 0.012 | 0 | 0.103 | 0 | 0 | 0 | 0
| 0.528 | 0 | 0.105 | 0 | 0.074 | 0 | 0 | 0 | 0
| 0.528 | 0 | 0.288 | 0 | 0.058 | 0 | 0 | 0 | 0.001
| 0.528 | 0 | 0.264 | 0 | 0.053 | 0 | 0 | 0 | 0.001
| 0.528 | 0 | 0.159 | 0 | 0.051 | 0 | 0 | 0 | 0.002
| 0.528 | 0 | 0.159 | 0 | 0.047 | 0 | 0 | 0 | 0.002
| 0.528 | 0 | 0.203 | 0 | 0.062 | 0 | 0 | 0 | 0.003
| 0.528 | 0 | 0.197 | 0 | 0.106 | 0 | 0 | 0 | 0.006
| 0.528 | 0 | 0.148 | 0 | 0.155 | 0 | 0 | 0 | 0.013
| 0.528 | 0 | 0.114 | 0 | 0.21 | 0 | 0 | 0 | 0.024
| 0.528 | 0 | 0.076 | 0 | 0.249 | 0 | 0 | 0 | 0.032
| 0.528 | 0.042 | 0.034 | 0.014 | 0.233 | 0 | 0 | 0 | 0.039
| 0.528 | 0.179 | 0.008 | 0.197 | 0.182 | 0.021 | 0 | 0.077 | 0.043
| 0.528 | 0.303 | 0.001 | 0.348 | 0.092 | 0.149 | 0 | 0.193 | 0.041
| 0.528 | 0.402 | 0 | 0.431 | 0.018 | 0.264 | 0 | 0.291 | 0.038
| 0.528 | 0.438 | 0 | 0.427 | 0.002 | 0.322 | 0 | 0.302 | 0.049
| 0.528 | 0.405 | 0 | 0.332 | 0.002 | 0.312 | 0 | 0.296 | 0.06
| 0.528 | 0.28 | 0 | 0.189 | 0.005 | 0.258 | 0.001 | 0.25 | 0.063
| 0.528 | 0.085 | 0 | 0.035 | 0.019 | 0.121 | 0.004 | 0.132 | 0.075
| 0.528 | 0 | 0.001 | 0 | 0.053 | 0.009 | 0.01 | 0.017 | 0.11
| 0.528 | 0 | 0.001 | 0 | 0.071 | 0 | 0.013 | 0 | 0.134
| 0.528 | 0 | 0 | 0 | 0.078 | 0 | 0.015 | 0 | 0.135
| 0.528 | 0 | 0 | 0 | 0.076 | 0 | 0.015 | 0 | 0.14
| 0.528 | 0 | 0 | 0 | 0.071 | 0 | 0.012 | 0 | 0.147
| 0.528 | 0 | 0 | 0 | 0.072 | 0 | 0.011 | 0 | 0.153
| 0.528 | 0 | 0 | 0 | 0.077 | 0 | 0.013 | 0 | 0.158
| 0.528 | 0 | 0 | 0 | 0.072 | 0 | 0.016 | 0 | 0.17
| 0.528 | 0 | 0.001 | 0 | 0.055 | 0 | 0.017 | 0 | 0.182
| 0.528 | 0 | 0.002 | 0 | 0.038 | 0 | 0.02 | 0 | 0.184
| 0.528 | 0 | 0.002 | 0 | 0.041 | 0 | 0.026 | 0 | 0.181
| 0.528 | 0 | 0.002 | 0 | 0.04 | 0 | 0.028 | 0 | 0.179
| 0.528 | 0 | 0.003 | 0 | 0.031 | 0 | 0.025 | 0 | 0.167
| 0.528 | 0 | 0.006 | 0 | 0.022 | 0 | 0.019 | 0 | 0.157
| 0.528 | 0 | 0.016 | 0 | 0.021 | 0 | 0.015 | 0 | 0.154
| 0.528 | 0 | 0.048 | 0 | 0.02 | 0 | 0.017 | 0 | 0.154
| 0.528 | 0.058 | 0.095 | 0.004 | 0.018 | 0 | 0.018 | 0 | 0.151
| 0.528 | 0.239 | 0.136 | 0.079 | 0.015 | 0.023 | 0.014 | 0.097 | 0.141
| 0.528 | 0.423 | 0.113 | 0.167 | 0.009 | 0.137 | 0.009 | 0.251 | 0.119
| 0.528 | 0.498 | 0.076 | 0.218 | 0.003 | 0.262 | 0.005 | 0.342 | 0.093
| 0.528 | 0.531 | 0.061 | 0.238 | 0.001 | 0.354 | 0.002 | 0.376 | 0.066
| 0.528 | 0.457 | 0.067 | 0.208 | 0.001 | 0.379 | 0 | 0.348 | 0.051
| 0.528 | 0.283 | 0.092 | 0.124 | 0.006 | 0.315 | 0 | 0.258 | 0.043
| 0.528 | 0.09 | 0.15 | 0.03 | 0.023 | 0.159 | 0 | 0.125 | 0.041
| 0.528 | 0 | 0.219 | 0 | 0.053 | 0.014 | 0 | 0.009 | 0.035
| 0.528 | 0 | 0.264 | 0 | 0.079 | 0 | 0.001 | 0 | 0.028
| 0.528 | 0 | 0.287 | 0 | 0.085 | 0 | 0.001 | 0 | 0.024
| 0.528 | 0 | 0.321 | 0 | 0.069 | 0 | 0.001 | 0 | 0.019
| 0.528 | 0 | 0.319 | 0 | 0.06 | 0 | 0.002 | 0 | 0.014
| 0.528 | 0 | 0.287 | 0 | 0.074 | 0 | 0.003 | 0 | 0.014
| 0.528 | 0 | 0.279 | 0 | 0.107 | 0 | 0.004 | 0 | 0.016
| 0.528 | 0 | 0.272 | 0 | 0.154 | 0 | 0.004 | 0 | 0.019
| 0.528 | 0 | 0.284 | 0 | 0.157 | 0 | 0.003 | 0 | 0.02
| 0.528 | 0 | 0.274 | 0 | 0.134 | 0 | 0.004 | 0 | 0.017
| 0.528 | 0 | 0.278 | 0 | 0.136 | 0 | 0.005 | 0 | 0.013
| 0.528 | 0 | 0.296 | 0 | 0.138 | 0 | 0.008 | 0 | 0.011
| 0.528 | 0 | 0.304 | 0 | 0.134 | 0 | 0.011 | 0 | 0.01
| 0.528 | 0 | 0.325 | 0 | 0.123 | 0 | 0.01 | 0 | 0.009
| 0.528 | 0 | 0.318 | 0 | 0.106 | 0 | 0.007 | 0 | 0.008
| 0.528 | 0 | 0.323 | 0 | 0.083 | 0 | 0.007 | 0 | 0.008
| 0.528 | 0.03 | 0.303 | 0.007 | 0.067 | 0 | 0.005 | 0 | 0.006
| 0.528 | 0.131 | 0.27 | 0.094 | 0.065 | 0.017 | 0.004 | 0.009 | 0.003
| 0.528 | 0.235 | 0.22 | 0.221 | 0.066 | 0.114 | 0.005 | 0.032 | 0.001
| 0.528 | 0.305 | 0.207 | 0.328 | 0.037 | 0.216 | 0.006 | 0.051 | 0
| 0.528 | 0.321 | 0.174 | 0.368 | 0.008 | 0.265 | 0.007 | 0.059 | 0
| 0.528 | 0.28 | 0.185 | 0.32 | 0.008 | 0.238 | 0.007 | 0.05 | 0
| 0.528 | 0.179 | 0.187 | 0.194 | 0.029 | 0.189 | 0.008 | 0.036 | 0
| 0.528 | 0.052 | 0.197 | 0.04 | 0.08 | 0.08 | 0.012 | 0.016 | 0
| 0.528 | 0 | 0.214 | 0 | 0.109 | 0.007 | 0.018 | 0 | 0
| 0.528 | 0 | 0.203 | 0 | 0.1 | 0 | 0.024 | 0 | 0.001
| 0.528 | 0 | 0.196 | 0 | 0.068 | 0 | 0.027 | 0 | 0.002
| 0.528 | 0 | 0.179 | 0 | 0.042 | 0 | 0.034 | 0 | 0.003
| 0.528 | 0 | 0.159 | 0 | 0.026 | 0 | 0.036 | 0 | 0.004
| 0.528 | 0 | 0.148 | 0 | 0.019 | 0 | 0.038 | 0 | 0.003
| 0.528 | 0 | 0.14 | 0 | 0.026 | 0 | 0.043 | 0 | 0.003
| 0.528 | 0 | 0.125 | 0 | 0.044 | 0 | 0.047 | 0 | 0.003
| 0.528 | 0 | 0.101 | 0 | 0.045 | 0 | 0.049 | 0 | 0.004
| 0.528 | 0 | 0.065 | 0 | 0.042 | 0 | 0.04 | 0 | 0.006
| 0.528 | 0 | 0.033 | 0 | 0.055 | 0 | 0.027 | 0 | 0.008
| 0.528 | 0 | 0.011 | 0 | 0.073 | 0 | 0.022 | 0 | 0.009
| 0.528 | 0 | 0.014 | 0 | 0.082 | 0 | 0.024 | 0 | 0.01
| 0.528 | 0 | 0.056 | 0 | 0.077 | 0 | 0.02 | 0 | 0.01
| 0.528 | 0 | 0.144 | 0 | 0.082 | 0 | 0.017 | 0 | 0.01
| 0.528 | 0 | 0.201 | 0 | 0.096 | 0 | 0.015 | 0 | 0.008
| 0.528 | 0.007 | 0.126 | 0.011 | 0.099 | 0 | 0.014 | 0 | 0.009
| 0.528 | 0.043 | 0.126 | 0.108 | 0.076 | 0.017 | 0.014 | 0.068 | 0.012
| 0.528 | 0.083 | 0.171 | 0.239 | 0.053 | 0.094 | 0.013 | 0.19 | 0.011
| 0.528 | 0.119 | 0.232 | 0.37 | 0.049 | 0.166 | 0.016 | 0.313 | 0.006
| 0.528 | 0.117 | 0.271 | 0.333 | 0.049 | 0.199 | 0.014 | 0.363 | 0.004
| 0.528 | 0.102 | 0.299 | 0.225 | 0.048 | 0.2 | 0.011 | 0.316 | 0.004
| 0.528 | 0.073 | 0.316 | 0.152 | 0.048 | 0.165 | 0.01 | 0.167 | 0.005
| 0.528 | 0.026 | 0.308 | 0.04 | 0.055 | 0.09 | 0.012 | 0.077 | 0.006
| 0.528 | 0 | 0.306 | 0 | 0.072 | 0.009 | 0.013 | 0.008 | 0.008
| 0.528 | 0 | 0.31 | 0 | 0.049 | 0 | 0.012 | 0 | 0.01
| 0.528 | 0 | 0.285 | 0 | 0.016 | 0 | 0.011 | 0 | 0.017
| 0.528 | 0 | 0.256 | 0 | 0.002 | 0 | 0.009 | 0 | 0.025
| 0.528 | 0 | 0.207 | 0 | 0.003 | 0 | 0.007 | 0 | 0.041
| 0.528 | 0 | 0.157 | 0 | 0.011 | 0 | 0.005 | 0 | 0.069
| 0.528 | 0 | 0.111 | 0 | 0.025 | 0 | 0.004 | 0 | 0.104
| 0.528 | 0 | 0.06 | 0 | 0.035 | 0 | 0.002 | 0 | 0.197
| 0.528 | 0 | 0.025 | 0 | 0.046 | 0 | 0.001 | 0 | 0.259
| 0.528 | 0 | 0.017 | 0 | 0.065 | 0 | 0.001 | 0 | 0.22
| 0.528 | 0 | 0.019 | 0 | 0.093 | 0 | 0.001 | 0 | 0.177
| 0.528 | 0 | 0.016 | 0 | 0.116 | 0 | 0 | 0 | 0.155
| 0.528 | 0 | 0.013 | 0 | 0.124 | 0 | 0 | 0 | 0.153
| 0.528 | 0 | 0.009 | 0 | 0.109 | 0 | 0 | 0 | 0.113
| 0.528 | 0 | 0.007 | 0 | 0.1 | 0 | 0 | 0 | 0.063
| 0.528 | 0 | 0.01 | 0 | 0.088 | 0 | 0 | 0 | 0.043
| 0.528 | 0.198 | 0.013 | 0.01 | 0.079 | 0 | 0 | 0.009 | 0.036
| 0.528 | 0.431 | 0.057 | 0.069 | 0.091 | 0.031 | 0 | 0.271 | 0.03
| 0.528 | 0.598 | 0.089 | 0.113 | 0.105 | 0.125 | 0 | 0.481 | 0.024
| 0.528 | 0.672 | 0.068 | 0.14 | 0.12 | 0.221 | 0 | 0.603 | 0.016
| 0.528 | 0.668 | 0.067 | 0.146 | 0.121 | 0.294 | 0 | 0.642 | 0.009
| 0.528 | 0.585 | 0.085 | 0.156 | 0.39 | 0.344 | 0 | 0.606 | 0.004
| 0.528 | 0.403 | 0.128 | 0.111 | 0.662 | 0.309 | 0 | 0.494 | 0.002
| 0.528 | 0.137 | 0.198 | 0.024 | 0.561 | 0.176 | 0 | 0.236 | 0.001
| 0.528 | 0 | 0.235 | 0 | 0.516 | 0.021 | 0.001 | 0.024 | 0
| 0.528 | 0 | 0.217 | 0 | 0.459 | 0 | 0.001 | 0 | 0.001
| 0.528 | 0 | 0.195 | 0 | 0.49 | 0 | 0.001 | 0 | 0.001
| 0.528 | 0 | 0.171 | 0 | 0.434 | 0 | 0.002 | 0 | 0.002
| 0.528 | 0 | 0.14 | 0 | 0.311 | 0 | 0.002 | 0 | 0.002
| 0.528 | 0 | 0.118 | 0 | 0.27 | 0 | 0.002 | 0 | 0.003
| 0.528 | 0 | 0.077 | 0 | 0.243 | 0 | 0.003 | 0 | 0.005
| 0.528 | 0 | 0.059 | 0 | 0.222 | 0 | 0.003 | 0 | 0.007
| 0.528 | 0 | 0.064 | 0 | 0.204 | 0 | 0.003 | 0 | 0.009
| 0.528 | 0 | 0.06 | 0 | 0.227 | 0 | 0.003 | 0 | 0.013
| 0.528 | 0 | 0.054 | 0 | 0.261 | 0 | 0.003 | 0 | 0.016
| 0.528 | 0 | 0.027 | 0 | 0.255 | 0 | 0.002 | 0 | 0.019
| 0.528 | 0 | 0.025 | 0 | 0.246 | 0 | 0.001 | 0 | 0.021
| 0.528 | 0 | 0.026 | 0 | 0.249 | 0 | 0.001 | 0 | 0.025
| 0.528 | 0 | 0.027 | 0 | 0.251 | 0 | 0 | 0 | 0.029
| 0.528 | 0 | 0.025 | 0 | 0.216 | 0 | 0 | 0 | 0.03
| 0.528 | 0.036 | 0.016 | 0.012 | 0.155 | 0 | 0 | 0.009 | 0.03
| 0.528 | 0.118 | 0.011 | 0.088 | 0.083 | 0.033 | 0 | 0.245 | 0.03
| 0.528 | 0.203 | 0.008 | 0.189 | 0.029 | 0.123 | 0 | 0.442 | 0.029
| 0.528 | 0.262 | 0.004 | 0.269 | 0.003 | 0.208 | 0 | 0.566 | 0.022
| 0.528 | 0.265 | 0.002 | 0.268 | 0 | 0.252 | 0 | 0.607 | 0.012
| 0.528 | 0.243 | 0.002 | 0.192 | 0 | 0.244 | 0 | 0.577 | 0.007
| 0.528 | 0.178 | 0.003 | 0.109 | 0 | 0.21 | 0 | 0.477 | 0.006
| 0.528 | 0.07 | 0.015 | 0.035 | 0.001 | 0.116 | 0.001 | 0.291 | 0.009
| 0.528 | 0 | 0.036 | 0 | 0.008 | 0.016 | 0.003 | 0.048 | 0.009
| 0.528 | 0 | 0.063 | 0 | 0.027 | 0 | 0.006 | 0 | 0.007
| 0.528 | 0 | 0.107 | 0 | 0.049 | 0 | 0.011 | 0 | 0.005
| 0.528 | 0 | 0.179 | 0 | 0.055 | 0 | 0.016 | 0 | 0.005
| 0.528 | 0 | 0.226 | 0 | 0.036 | 0 | 0.023 | 0 | 0.004
| 0.528 | 0 | 0.26 | 0 | 0.008 | 0 | 0.031 | 0 | 0.004
| 0.528 | 0 | 0.28 | 0 | 0 | 0 | 0.036 | 0 | 0.004
| 0.528 | 0 | 0.241 | 0 | 0 | 0 | 0.036 | 0 | 0.004
| 0.528 | 0 | 0.165 | 0 | 0.008 | 0 | 0.033 | 0 | 0.005
| 0.528 | 0 | 0.123 | 0 | 0.064 | 0 | 0.033 | 0 | 0.005
| 0.528 | 0 | 0.121 | 0 | 0.175 | 0 | 0.042 | 0 | 0.005
| 0.528 | 0 | 0.123 | 0 | 0.201 | 0 | 0.053 | 0 | 0.007
| 0.528 | 0 | 0.119 | 0 | 0.167 | 0 | 0.059 | 0 | 0.008
| 0.528 | 0 | 0.106 | 0 | 0.16 | 0 | 0.062 | 0 | 0.009
| 0.528 | 0 | 0.088 | 0 | 0.161 | 0 | 0.06 | 0 | 0.009
| 0.528 | 0 | 0.076 | 0 | 0.153 | 0 | 0.05 | 0 | 0.01
| 0.528 | 0.051 | 0.067 | 0.003 | 0.162 | 0 | 0.041 | 0.009 | 0.011
| 0.528 | 0.101 | 0.037 | 0.045 | 0.169 | 0.054 | 0.035 | 0.204 | 0.013
| 0.528 | 0.141 | 0.008 | 0.106 | 0.112 | 0.164 | 0.026 | 0.392 | 0.013
| 0.528 | 0.159 | 0.007 | 0.155 | 0.123 | 0.286 | 0.016 | 0.505 | 0.012
| 0.528 | 0.145 | 0.005 | 0.147 | 0.141 | 0.364 | 0.013 | 0.523 | 0.007
| 0.528 | 0.106 | 0.004 | 0.112 | 0.105 | 0.371 | 0.011 | 0.474 | 0.005
| 0.528 | 0.067 | 0.004 | 0.077 | 0.128 | 0.328 | 0.012 | 0.389 | 0.005
| 0.528 | 0.027 | 0.007 | 0.024 | 0.179 | 0.198 | 0.017 | 0.229 | 0.009
| 0.528 | 0 | 0.03 | 0 | 0.264 | 0.035 | 0.021 | 0.044 | 0.01
| 0.528 | 0 | 0.076 | 0 | 0.274 | 0 | 0.018 | 0 | 0.011
| 0.528 | 0 | 0.168 | 0 | 0.252 | 0 | 0.016 | 0 | 0.013
| 0.528 | 0 | 0.139 | 0 | 0.231 | 0 | 0.015 | 0 | 0.015
| 0.528 | 0 | 0.083 | 0 | 0.22 | 0 | 0.017 | 0 | 0.017
| 0.528 | 0 | 0.059 | 0 | 0.199 | 0 | 0.019 | 0 | 0.019
| 0.528 | 0 | 0.05 | 0 | 0.184 | 0 | 0.022 | 0 | 0.02
| 0.528 | 0 | 0.049 | 0 | 0.194 | 0 | 0.026 | 0 | 0.021
| 0.528 | 0 | 0.051 | 0 | 0.193 | 0 | 0.032 | 0 | 0.021
| 0.528 | 0 | 0.06 | 0 | 0.178 | 0 | 0.04 | 0 | 0.021
| 0.528 | 0 | 0.059 | 0 | 0.176 | 0 | 0.048 | 0 | 0.022
| 0.528 | 0 | 0.053 | 0 | 0.162 | 0 | 0.058 | 0 | 0.025
| 0.528 | 0 | 0.037 | 0 | 0.181 | 0 | 0.067 | 0 | 0.025
| 0.528 | 0 | 0.033 | 0 | 0.214 | 0 | 0.078 | 0 | 0.021
| 0.528 | 0 | 0.034 | 0 | 0.274 | 0 | 0.116 | 0 | 0.019
| 0.528 | 0 | 0.026 | 0 | 0.359 | 0 | 0.101 | 0 | 0.024
| 0.528 | 0.032 | 0.019 | 0.011 | 0.41 | 0 | 0.101 | 0.016 | 0.031
| 0.528 | 0.092 | 0.015 | 0.099 | 0.388 | 0.085 | 0.074 | 0.251 | 0.033
| 0.528 | 0.128 | 0.017 | 0.222 | 0.402 | 0.216 | 0.045 | 0.458 | 0.032
| 0.528 | 0.131 | 0.017 | 0.225 | 0.376 | 0.355 | 0.037 | 0.593 | 0.025
| 0.528 | 0.142 | 0.042 | 0.189 | 0.346 | 0.425 | 0.03 | 0.643 | 0.02
| 0.528 | 0.138 | 0.162 | 0.116 | 0.325 | 0.439 | 0.034 | 0.606 | 0.017
| 0.528 | 0.087 | 0.208 | 0.099 | 0.328 | 0.378 | 0.032 | 0.493 | 0.017
| 0.528 | 0.034 | 0.282 | 0.034 | 0.337 | 0.222 | 0.035 | 0.297 | 0.026
| 0.528 | 0 | 0.388 | 0 | 0.396 | 0.041 | 0.041 | 0.063 | 0.03
| 0.528 | 0 | 0.436 | 0 | 0.44 | 0 | 0.043 | 0 | 0.025
| 0.528 | 0 | 0.467 | 0 | 0.454 | 0 | 0.048 | 0 | 0.023
| 0.528 | 0 | 0.438 | 0 | 0.393 | 0 | 0.044 | 0 | 0.024
| 0.528 | 0 | 0.37 | 0 | 0.312 | 0 | 0.037 | 0 | 0.022
| 0.528 | 0 | 0.327 | 0 | 0.278 | 0 | 0.033 | 0 | 0.024
| 0.528 | 0 | 0.311 | 0 | 0.267 | 0 | 0.029 | 0 | 0.026
| 0.528 | 0 | 0.306 | 0 | 0.273 | 0 | 0.026 | 0 | 0.028
| 0.528 | 0 | 0.284 | 0 | 0.27 | 0 | 0.025 | 0 | 0.036
| 0.528 | 0 | 0.315 | 0 | 0.316 | 0 | 0.032 | 0 | 0.043
| 0.528 | 0 | 0.344 | 0 | 0.316 | 0 | 0.041 | 0 | 0.047
| 0.528 | 0 | 0.358 | 0 | 0.31 | 0 | 0.045 | 0 | 0.053
| 0.528 | 0 | 0.369 | 0 | 0.359 | 0 | 0.044 | 0 | 0.058
| 0.528 | 0 | 0.354 | 0 | 0.367 | 0 | 0.042 | 0 | 0.069
| 0.528 | 0 | 0.352 | 0 | 0.361 | 0 | 0.04 | 0 | 0.07
| 0.528 | 0 | 0.301 | 0 | 0.271 | 0 | 0.028 | 0 | 0.054
| 0.528 | 0.037 | 0.261 | 0.013 | 0.241 | 0 | 0.018 | 0.025 | 0.043
| 0.528 | 0.109 | 0.214 | 0.074 | 0.217 | 0.108 | 0.013 | 0.3 | 0.043
| 0.528 | 0.19 | 0.217 | 0.134 | 0.154 | 0.258 | 0.01 | 0.513 | 0.046
| 0.528 | 0.205 | 0.237 | 0.173 | 0.16 | 0.408 | 0.009 | 0.636 | 0.062
| 0.528 | 0.183 | 0.202 | 0.155 | 0.198 | 0.482 | 0.005 | 0.674 | 0.058
| 0.528 | 0.142 | 0.186 | 0.106 | 0.179 | 0.501 | 0.004 | 0.638 | 0.054
| 0.528 | 0.085 | 0.169 | 0.06 | 0.139 | 0.428 | 0.006 | 0.525 | 0.069
| 0.528 | 0.031 | 0.176 | 0.021 | 0.111 | 0.25 | 0.015 | 0.326 | 0.1
| 0.528 | 0 | 0.241 | 0 | 0.147 | 0.05 | 0.026 | 0.072 | 0.131
| 0.528 | 0 | 0.274 | 0 | 0.167 | 0 | 0.029 | 0 | 0.151
| 0.528 | 0 | 0.3 | 0 | 0.141 | 0 | 0.029 | 0 | 0.143
| 0.528 | 0 | 0.302 | 0 | 0.105 | 0 | 0.025 | 0 | 0.155
| 0.528 | 0 | 0.252 | 0 | 0.071 | 0 | 0.021 | 0 | 0.182
| 0.528 | 0 | 0.19 | 0 | 0.039 | 0 | 0.019 | 0 | 0.202
| 0.528 | 0 | 0.139 | 0 | 0.018 | 0 | 0.018 | 0 | 0.234
| 0.528 | 0 | 0.113 | 0 | 0.008 | 0 | 0.018 | 0 | 0.278
| 0.528 | 0 | 0.105 | 0 | 0.003 | 0 | 0.018 | 0 | 0.309
| 0.528 | 0 | 0.142 | 0 | 0.004 | 0 | 0.021 | 0 | 0.318
| 0.528 | 0 | 0.138 | 0 | 0.009 | 0 | 0.023 | 0 | 0.316
| 0.528 | 0 | 0.137 | 0 | 0.019 | 0 | 0.022 | 0 | 0.287
| 0.528 | 0 | 0.124 | 0 | 0.026 | 0 | 0.022 | 0 | 0.255
| 0.528 | 0 | 0.107 | 0 | 0.032 | 0 | 0.02 | 0 | 0.227
| 0.528 | 0 | 0.093 | 0 | 0.034 | 0 | 0.019 | 0 | 0.205
| 0.528 | 0 | 0.067 | 0 | 0.036 | 0 | 0.017 | 0 | 0.177
| 0.528 | 0.06 | 0.048 | 0.066 | 0.039 | 0 | 0.016 | 0.035 | 0.168
| 0.528 | 0.175 | 0.027 | 0.257 | 0.032 | 0.217 | 0.015 | 0.327 | 0.162
| 0.528 | 0.281 | 0.028 | 0.439 | 0.013 | 0.382 | 0.013 | 0.543 | 0.149
| 0.528 | 0.276 | 0.044 | 0.456 | 0.001 | 0.534 | 0.013 | 0.664 | 0.13
| 0.528 | 0.255 | 0.037 | 0.401 | 0 | 0.596 | 0.014 | 0.703 | 0.106
| 0.528 | 0.208 | 0.037 | 0.308 | 0 | 0.572 | 0.012 | 0.666 | 0.1
| 0.528 | 0.151 | 0.045 | 0.18 | 0 | 0.468 | 0.009 | 0.551 | 0.101
| 0.528 | 0.059 | 0.053 | 0.052 | 0.001 | 0.282 | 0.013 | 0.349 | 0.118
| 0.528 | 0.003 | 0.082 | 0 | 0.004 | 0.059 | 0.017 | 0.088 | 0.122
| 0.528 | 0 | 0.112 | 0 | 0.009 | 0 | 0.017 | 0 | 0.117
| 0.528 | 0 | 0.118 | 0 | 0.021 | 0 | 0.017 | 0 | 0.115
| 0.528 | 0 | 0.101 | 0 | 0.022 | 0 | 0.019 | 0 | 0.108
| 0.528 | 0 | 0.068 | 0 | 0.012 | 0 | 0.021 | 0 | 0.108
| 0.528 | 0 | 0.048 | 0 | 0.005 | 0 | 0.024 | 0 | 0.115
| 0.528 | 0 | 0.039 | 0 | 0.001 | 0 | 0.034 | 0 | 0.113
| 0.528 | 0 | 0.033 | 0 | 0 | 0 | 0.041 | 0 | 0.105
| 0.528 | 0 | 0.039 | 0 | 0 | 0 | 0.049 | 0 | 0.118
| 0.528 | 0 | 0.054 | 0 | 0 | 0 | 0.058 | 0 | 0.139
| 0.528 | 0 | 0.06 | 0 | 0 | 0 | 0.062 | 0 | 0.153
| 0.528 | 0 | 0.058 | 0 | 0.001 | 0 | 0.057 | 0 | 0.156
| 0.528 | 0 | 0.047 | 0 | 0.002 | 0 | 0.049 | 0 | 0.157
| 0.528 | 0 | 0.036 | 0 | 0.002 | 0 | 0.049 | 0 | 0.155
| 0.528 | 0 | 0.029 | 0 | 0.003 | 0 | 0.047 | 0 | 0.151
| 0.528 | 0 | 0.018 | 0 | 0.007 | 0 | 0.039 | 0 | 0.137
| 0.528 | 0.12 | 0.007 | 0.108 | 0.035 | 0 | 0.033 | 0.04 | 0.125
| 0.528 | 0.329 | 0.003 | 0.31 | 0.099 | 0.169 | 0.028 | 0.33 | 0.112
| 0.528 | 0.52 | 0.001 | 0.487 | 0.114 | 0.394 | 0.023 | 0.546 | 0.102
| 0.528 | 0.65 | 0 | 0.59 | 0.046 | 0.548 | 0.018 | 0.667 | 0.084
| 0.528 | 0.687 | 0 | 0.591 | 0.004 | 0.613 | 0.015 | 0.706 | 0.056
| 0.528 | 0.642 | 0 | 0.516 | 0.001 | 0.596 | 0.007 | 0.672 | 0.043
| 0.528 | 0.486 | 0 | 0.362 | 0.003 | 0.499 | 0.005 | 0.561 | 0.045
| 0.528 | 0.238 | 0.001 | 0.14 | 0.015 | 0.313 | 0.01 | 0.364 | 0.055
| 0.528 | 0.019 | 0.001 | 0 | 0.064 | 0.073 | 0.01 | 0.1 | 0.059
| 0.528 | 0 | 0.002 | 0 | 0.157 | 0 | 0.006 | 0 | 0.054
| 0.528 | 0 | 0.003 | 0 | 0.264 | 0 | 0.004 | 0 | 0.049
| 0.528 | 0 | 0.01 | 0 | 0.341 | 0 | 0.002 | 0 | 0.048
| 0.528 | 0 | 0.043 | 0 | 0.346 | 0 | 0.001 | 0 | 0.043
| 0.528 | 0 | 0.112 | 0 | 0.355 | 0 | 0.001 | 0 | 0.037
| 0.528 | 0 | 0.225 | 0 | 0.357 | 0 | 0.001 | 0 | 0.032
| 0.528 | 0 | 0.321 | 0 | 0.367 | 0 | 0.001 | 0 | 0.027
| 0.528 | 0 | 0.394 | 0 | 0.439 | 0 | 0 | 0 | 0.024
| 0.528 | 0 | 0.416 | 0 | 0.494 | 0 | 0 | 0 | 0.021
| 0.528 | 0 | 0.361 | 0 | 0.504 | 0 | 0 | 0 | 0.021
| 0.528 | 0 | 0.308 | 0 | 0.51 | 0 | 0 | 0 | 0.022
| 0.528 | 0 | 0.287 | 0 | 0.626 | 0 | 0 | 0 | 0.022
| 0.528 | 0 | 0.265 | 0 | 0.755 | 0 | 0 | 0 | 0.02
| 0.528 | 0 | 0.253 | 0 | 0.692 | 0 | 0 | 0 | 0.018
| 0.528 | 0 | 0.232 | 0 | 0.605 | 0 | 0 | 0 | 0.017
| 0.528 | 0.222 | 0.193 | 0.112 | 0.425 | 0 | 0 | 0.053 | 0.015
| 0.528 | 0.47 | 0.137 | 0.277 | 0.278 | 0.141 | 0 | 0.352 | 0.015
| 0.528 | 0.647 | 0.074 | 0.399 | 0.171 | 0.345 | 0 | 0.565 | 0.014
| 0.528 | 0.727 | 0.049 | 0.512 | 0.082 | 0.5 | 0 | 0.687 | 0.012
| 0.528 | 0.722 | 0.053 | 0.47 | 0.045 | 0.569 | 0 | 0.725 | 0.008
| 0.528 | 0.644 | 0.049 | 0.357 | 0.028 | 0.556 | 0 | 0.689 | 0.004
| 0.528 | 0.503 | 0.047 | 0.208 | 0.015 | 0.464 | 0 | 0.575 | 0.004
| 0.528 | 0.242 | 0.08 | 0.069 | 0.013 | 0.287 | 0 | 0.377 | 0.006
| 0.528 | 0.013 | 0.165 | 0 | 0.019 | 0.051 | 0 | 0.108 | 0.006
| 0.528 | 0 | 0.225 | 0 | 0.039 | 0 | 0 | 0 | 0.006
| 0.528 | 0 | 0.233 | 0 | 0.073 | 0 | 0.001 | 0 | 0.006
| 0.528 | 0 | 0.229 | 0 | 0.084 | 0 | 0.002 | 0 | 0.008
| 0.528 | 0 | 0.206 | 0 | 0.094 | 0 | 0.004 | 0 | 0.009
| 0.528 | 0 | 0.117 | 0 | 0.12 | 0 | 0.005 | 0 | 0.011
| 0.528 | 0 | 0.077 | 0 | 0.14 | 0 | 0.004 | 0 | 0.012
| 0.528 | 0 | 0.055 | 0 | 0.119 | 0 | 0.003 | 0 | 0.013
| 0.528 | 0 | 0.035 | 0 | 0.096 | 0 | 0.004 | 0 | 0.014
| 0.528 | 0 | 0.017 | 0 | 0.103 | 0 | 0.007 | 0 | 0.013
| 0.528 | 0 | 0.005 | 0 | 0.133 | 0 | 0.009 | 0 | 0.012
| 0.528 | 0 | 0.002 | 0 | 0.177 | 0 | 0.009 | 0 | 0.014
| 0.528 | 0 | 0.015 | 0 | 0.212 | 0 | 0.009 | 0 | 0.015
| 0.528 | 0 | 0.067 | 0 | 0.22 | 0 | 0.008 | 0 | 0.016
| 0.528 | 0 | 0.125 | 0 | 0.208 | 0 | 0.008 | 0 | 0.017
| 0.528 | 0 | 0.149 | 0 | 0.167 | 0 | 0.009 | 0 | 0.02
| 0.528 | 0.058 | 0.144 | 0.027 | 0.117 | 0 | 0.012 | 0.062 | 0.024
| 0.528 | 0.15 | 0.096 | 0.088 | 0.071 | 0.046 | 0.016 | 0.359 | 0.028
| 0.528 | 0.226 | 0.027 | 0.148 | 0.017 | 0.141 | 0.02 | 0.571 | 0.034
| 0.528 | 0.258 | 0.025 | 0.194 | 0.005 | 0.233 | 0.023 | 0.691 | 0.038
| 0.528 | 0.236 | 0.048 | 0.213 | 0.006 | 0.278 | 0.021 | 0.728 | 0.03
| 0.528 | 0.185 | 0.061 | 0.203 | 0.011 | 0.262 | 0.013 | 0.697 | 0.028
| 0.528 | 0.14 | 0.072 | 0.166 | 0.016 | 0.204 | 0.015 | 0.58 | 0.034
| 0.528 | 0.055 | 0.074 | 0.057 | 0.024 | 0.113 | 0.029 | 0.381 | 0.049
| 0.528 | 0.003 | 0.106 | 0 | 0.051 | 0.026 | 0.043 | 0.112 | 0.068
| 0.528 | 0 | 0.154 | 0 | 0.081 | 0 | 0.046 | 0 | 0.076
| 0.528 | 0 | 0.152 | 0 | 0.085 | 0 | 0.045 | 0 | 0.064
| 0.528 | 0 | 0.148 | 0 | 0.063 | 0 | 0.047 | 0 | 0.054
| 0.528 | 0 | 0.136 | 0 | 0.035 | 0 | 0.046 | 0 | 0.054
| 0.528 | 0 | 0.13 | 0 | 0.014 | 0 | 0.044 | 0 | 0.052
| 0.528 | 0 | 0.128 | 0 | 0.005 | 0 | 0.044 | 0 | 0.054
| 0.528 | 0 | 0.125 | 0 | 0.002 | 0 | 0.046 | 0 | 0.047
| 0.528 | 0 | 0.126 | 0 | 0.001 | 0 | 0.049 | 0 | 0.05
| 0.528 | 0 | 0.125 | 0 | 0.001 | 0 | 0.051 | 0 | 0.052
| 0.528 | 0 | 0.124 | 0 | 0.002 | 0 | 0.053 | 0 | 0.053
| 0.528 | 0 | 0.119 | 0 | 0.003 | 0 | 0.05 | 0 | 0.052
| 0.528 | 0 | 0.113 | 0 | 0.002 | 0 | 0.044 | 0 | 0.05
| 0.528 | 0 | 0.102 | 0 | 0.001 | 0 | 0.037 | 0 | 0.048
| 0.528 | 0 | 0.087 | 0 | 0 | 0 | 0.033 | 0 | 0.05
| 0.528 | 0 | 0.07 | 0 | 0 | 0 | 0.029 | 0 | 0.059
| 0.528 | 0.073 | 0.053 | 0.027 | 0 | 0 | 0.027 | 0.061 | 0.068
| 0.528 | 0.22 | 0.033 | 0.087 | 0 | 0.061 | 0.025 | 0.334 | 0.074
| 0.528 | 0.348 | 0.034 | 0.152 | 0 | 0.201 | 0.023 | 0.554 | 0.075
| 0.528 | 0.397 | 0.042 | 0.2 | 0 | 0.332 | 0.022 | 0.678 | 0.049
| 0.528 | 0.39 | 0.034 | 0.205 | 0 | 0.356 | 0.022 | 0.726 | 0.027
| 0.528 | 0.329 | 0.026 | 0.162 | 0 | 0.302 | 0.016 | 0.69 | 0.025
| 0.528 | 0.224 | 0.02 | 0.114 | 0.001 | 0.2 | 0.013 | 0.577 | 0.026
| 0.528 | 0.093 | 0.023 | 0.041 | 0.005 | 0.098 | 0.019 | 0.38 | 0.03
| 0.528 | 0.006 | 0.043 | 0 | 0.011 | 0.023 | 0.03 | 0.113 | 0.037
| 0.528 | 0 | 0.074 | 0 | 0.016 | 0 | 0.032 | 0 | 0.035
| 0.528 | 0 | 0.093 | 0 | 0.017 | 0 | 0.031 | 0 | 0.031
| 0.528 | 0 | 0.101 | 0 | 0.011 | 0 | 0.027 | 0 | 0.03
| 0.528 | 0 | 0.103 | 0 | 0.007 | 0 | 0.024 | 0 | 0.031
| 0.528 | 0 | 0.102 | 0 | 0.004 | 0 | 0.024 | 0 | 0.032
| 0.528 | 0 | 0.1 | 0 | 0.002 | 0 | 0.027 | 0 | 0.033
| 0.528 | 0 | 0.096 | 0 | 0.001 | 0 | 0.028 | 0 | 0.034
| 0.528 | 0 | 0.085 | 0 | 0.001 | 0 | 0.029 | 0 | 0.034
| 0.528 | 0 | 0.087 | 0 | 0.003 | 0 | 0.037 | 0 | 0.034
| 0.528 | 0 | 0.096 | 0 | 0.009 | 0 | 0.045 | 0 | 0.034
| 0.528 | 0 | 0.087 | 0 | 0.02 | 0 | 0.055 | 0 | 0.034
| 0.528 | 0 | 0.07 | 0 | 0.028 | 0 | 0.064 | 0 | 0.035
| 0.528 | 0 | 0.061 | 0 | 0.034 | 0 | 0.059 | 0 | 0.037
| 0.528 | 0 | 0.058 | 0 | 0.035 | 0 | 0.061 | 0 | 0.04
| 0.528 | 0 | 0.057 | 0 | 0.021 | 0 | 0.051 | 0 | 0.045
| 0.528 | 0.099 | 0.054 | 0.017 | 0.011 | 0 | 0.046 | 0.051 | 0.051
| 0.528 | 0.26 | 0.029 | 0.062 | 0.004 | 0.089 | 0.046 | 0.252 | 0.058
| 0.528 | 0.404 | 0.022 | 0.112 | 0.001 | 0.241 | 0.045 | 0.461 | 0.053
| 0.528 | 0.45 | 0.02 | 0.146 | 0.001 | 0.397 | 0.042 | 0.61 | 0.033
| 0.528 | 0.443 | 0.017 | 0.151 | 0.002 | 0.485 | 0.039 | 0.667 | 0.019
| 0.528 | 0.367 | 0.014 | 0.131 | 0.003 | 0.485 | 0.041 | 0.644 | 0.028
| 0.528 | 0.232 | 0.014 | 0.093 | 0.006 | 0.387 | 0.048 | 0.535 | 0.025
| 0.528 | 0.094 | 0.019 | 0.037 | 0.009 | 0.214 | 0.059 | 0.339 | 0.021
| 0.528 | 0.006 | 0.035 | 0 | 0.014 | 0.061 | 0.082 | 0.081 | 0.028
| 0.528 | 0 | 0.07 | 0 | 0.026 | 0 | 0.106 | 0 | 0.032
| 0.528 | 0 | 0.093 | 0 | 0.035 | 0 | 0.111 | 0 | 0.036
| 0.528 | 0 | 0.095 | 0 | 0.027 | 0 | 0.103 | 0 | 0.037
| 0.528 | 0 | 0.099 | 0 | 0.015 | 0 | 0.093 | 0 | 0.04
| 0.528 | 0 | 0.089 | 0 | 0.007 | 0 | 0.076 | 0 | 0.046
| 0.528 | 0 | 0.084 | 0 | 0.002 | 0 | 0.062 | 0 | 0.055
| 0.528 | 0 | 0.086 | 0 | 0.001 | 0 | 0.059 | 0 | 0.066
| 0.528 | 0 | 0.079 | 0 | 0.001 | 0 | 0.063 | 0 | 0.082
| 0.528 | 0 | 0.056 | 0 | 0 | 0 | 0.078 | 0 | 0.101
| 0.528 | 0 | 0.047 | 0 | 0 | 0 | 0.097 | 0 | 0.128
| 0.528 | 0 | 0.048 | 0 | 0 | 0 | 0.114 | 0 | 0.162
| 0.528 | 0 | 0.05 | 0 | 0.001 | 0 | 0.126 | 0 | 0.196
| 0.528 | 0 | 0.049 | 0 | 0.004 | 0 | 0.139 | 0 | 0.211
| 0.528 | 0 | 0.035 | 0 | 0.013 | 0 | 0.159 | 0 | 0.203
| 0.528 | 0 | 0.039 | 0 | 0.022 | 0 | 0.142 | 0 | 0.203
| 0.528 | 0.022 | 0.066 | 0.076 | 0.024 | 0.001 | 0.134 | 0.007 | 0.209
| 0.528 | 0.059 | 0.093 | 0.228 | 0.021 | 0.225 | 0.146 | 0.047 | 0.21
| 0.528 | 0.083 | 0.126 | 0.375 | 0.001 | 0.462 | 0.168 | 0.103 | 0.198
| 0.528 | 0.109 | 0.175 | 0.462 | 0 | 0.607 | 0.153 | 0.142 | 0.196
| 0.528 | 0.096 | 0.198 | 0.457 | 0 | 0.661 | 0.123 | 0.146 | 0.227
| 0.528 | 0.065 | 0.251 | 0.343 | 0.002 | 0.644 | 0.208 | 0.094 | 0.253
| 0.528 | 0.036 | 0.29 | 0.211 | 0.005 | 0.556 | 0.274 | 0.057 | 0.233
| 0.528 | 0.013 | 0.291 | 0.072 | 0.011 | 0.357 | 0.302 | 0.029 | 0.206
| 0.528 | 0 | 0.224 | 0.003 | 0.034 | 0.105 | 0.358 | 0.006 | 0.191
| 0.528 | 0 | 0.224 | 0 | 0.061 | 0 | 0.381 | 0 | 0.202
| 0.528 | 0 | 0.243 | 0 | 0.046 | 0 | 0.367 | 0 | 0.22
| 0.528 | 0 | 0.219 | 0 | 0.015 | 0 | 0.336 | 0 | 0.231
| 0.528 | 0 | 0.189 | 0 | 0.007 | 0 | 0.272 | 0 | 0.22
| 0.528 | 0 | 0.158 | 0 | 0.005 | 0 | 0.23 | 0 | 0.195
| 0.528 | 0 | 0.141 | 0 | 0.003 | 0 | 0.211 | 0 | 0.169
| 0.528 | 0 | 0.132 | 0 | 0.001 | 0 | 0.18 | 0 | 0.139
| 0.528 | 0 | 0.113 | 0 | 0.001 | 0 | 0.159 | 0 | 0.101
| 0.528 | 0 | 0.1 | 0 | 0 | 0 | 0.168 | 0 | 0.076
| 0.528 | 0 | 0.087 | 0 | 0 | 0 | 0.178 | 0 | 0.063
| 0.528 | 0 | 0.076 | 0 | 0 | 0 | 0.17 | 0 | 0.055
| 0.528 | 0 | 0.071 | 0 | 0 | 0 | 0.153 | 0 | 0.042
| 0.528 | 0 | 0.067 | 0 | 0 | 0 | 0.126 | 0 | 0.034
| 0.528 | 0 | 0.072 | 0 | 0 | 0 | 0.106 | 0 | 0.028
| 0.528 | 0 | 0.073 | 0 | 0.001 | 0 | 0.085 | 0 | 0.028
| 0.528 | 0.044 | 0.061 | 0.174 | 0.009 | 0.003 | 0.067 | 0.009 | 0.035
| 0.528 | 0.136 | 0.046 | 0.413 | 0.037 | 0.188 | 0.05 | 0.06 | 0.03
| 0.528 | 0.183 | 0.045 | 0.576 | 0.077 | 0.294 | 0.045 | 0.115 | 0.023
| 0.528 | 0.211 | 0.028 | 0.622 | 0.045 | 0.346 | 0.036 | 0.145 | 0.032
| 0.528 | 0.183 | 0.013 | 0.572 | 0.038 | 0.367 | 0.024 | 0.147 | 0.058
| 0.528 | 0.135 | 0.006 | 0.442 | 0.072 | 0.34 | 0.035 | 0.129 | 0.101
| 0.528 | 0.097 | 0.007 | 0.268 | 0.104 | 0.296 | 0.046 | 0.091 | 0.167
| 0.528 | 0.044 | 0.012 | 0.107 | 0.152 | 0.18 | 0.054 | 0.049 | 0.216
| 0.528 | 0.002 | 0.016 | 0.005 | 0.229 | 0.056 | 0.053 | 0.009 | 0.237
| 0.528 | 0 | 0.023 | 0 | 0.255 | 0 | 0.079 | 0 | 0.278
| 0.528 | 0 | 0.029 | 0 | 0.249 | 0 | 0.105 | 0 | 0.283
| 0.528 | 0 | 0.043 | 0 | 0.234 | 0 | 0.104 | 0 | 0.27
| 0.528 | 0 | 0.051 | 0 | 0.219 | 0 | 0.094 | 0 | 0.202
| 0.528 | 0 | 0.067 | 0 | 0.207 | 0 | 0.089 | 0 | 0.14
| 0.528 | 0 | 0.07 | 0 | 0.188 | 0 | 0.097 | 0 | 0.074
| 0.528 | 0 | 0.059 | 0 | 0.163 | 0 | 0.084 | 0 | 0.049
| 0.528 | 0 | 0.033 | 0 | 0.159 | 0 | 0.068 | 0 | 0.038
| 0.528 | 0 | 0.007 | 0 | 0.146 | 0 | 0.06 | 0 | 0.03
| 0.528 | 0 | 0.001 | 0 | 0.137 | 0 | 0.049 | 0 | 0.012
| 0.528 | 0 | 0 | 0 | 0.138 | 0 | 0.043 | 0 | 0.002
| 0.528 | 0 | 0 | 0 | 0.145 | 0 | 0.041 | 0 | 0.004
| 0.528 | 0 | 0 | 0 | 0.146 | 0 | 0.026 | 0 | 0.009
| 0.528 | 0 | 0.005 | 0 | 0.126 | 0 | 0.013 | 0 | 0.012
| 0.528 | 0 | 0.055 | 0 | 0.086 | 0 | 0.004 | 0 | 0.008
| 0.528 | 0.057 | 0.155 | 0.016 | 0.051 | 0.003 | 0 | 0.041 | 0.007
| 0.528 | 0.122 | 0.14 | 0.064 | 0.047 | 0.157 | 0 | 0.151 | 0.005
| 0.528 | 0.13 | 0.082 | 0.1 | 0.02 | 0.344 | 0 | 0.263 | 0.003
| 0.528 | 0.175 | 0.089 | 0.112 | 0.003 | 0.504 | 0 | 0.408 | 0.001
| 0.528 | 0.263 | 0.138 | 0.116 | 0.003 | 0.612 | 0 | 0.653 | 0
| 0.528 | 0.267 | 0.237 | 0.119 | 0.013 | 0.614 | 0.003 | 0.673 | 0
| 0.528 | 0.3 | 0.304 | 0.086 | 0.02 | 0.53 | 0.009 | 0.565 | 0
| 0.528 | 0.13 | 0.379 | 0.043 | 0.017 | 0.339 | 0.013 | 0.378 | 0
| 0.528 | 0.01 | 0.459 | 0.006 | 0.017 | 0.095 | 0.023 | 0.12 | 0.001
| 0.528 | 0 | 0.442 | 0 | 0.014 | 0 | 0.031 | 0 | 0.003
| 0.528 | 0 | 0.355 | 0 | 0.004 | 0 | 0.033 | 0 | 0.008
| 0.528 | 0 | 0.212 | 0 | 0.001 | 0 | 0.024 | 0 | 0.013
| 0.528 | 0 | 0.084 | 0 | 0.01 | 0 | 0.017 | 0 | 0.021
| 0.528 | 0 | 0.018 | 0 | 0.027 | 0 | 0.014 | 0 | 0.03
| 0.528 | 0 | 0.001 | 0 | 0.045 | 0 | 0.013 | 0 | 0.041
| 0.528 | 0 | 0 | 0 | 0.051 | 0 | 0.014 | 0 | 0.05
| 0.528 | 0 | 0 | 0 | 0.045 | 0 | 0.017 | 0 | 0.059
| 0.528 | 0 | 0.003 | 0 | 0.032 | 0 | 0.026 | 0 | 0.063
| 0.528 | 0 | 0.007 | 0 | 0.022 | 0 | 0.04 | 0 | 0.064
| 0.528 | 0 | 0.007 | 0 | 0.013 | 0 | 0.054 | 0 | 0.061
| 0.528 | 0 | 0.005 | 0 | 0.005 | 0 | 0.065 | 0 | 0.053
| 0.528 | 0 | 0.004 | 0 | 0.001 | 0 | 0.073 | 0 | 0.046
| 0.528 | 0 | 0.003 | 0 | 0.001 | 0 | 0.08 | 0 | 0.039
| 0.528 | 0 | 0.001 | 0 | 0.003 | 0 | 0.091 | 0 | 0.038
| 0.528 | 0.056 | 0.002 | 0.136 | 0.004 | 0 | 0.111 | 0.007 | 0.032
| 0.528 | 0.14 | 0.007 | 0.369 | 0.002 | 0.08 | 0.115 | 0.055 | 0.02
| 0.528 | 0.219 | 0.006 | 0.518 | 0 | 0.253 | 0.157 | 0.111 | 0.009
| 0.528 | 0.251 | 0.005 | 0.566 | 0 | 0.397 | 0.132 | 0.159 | 0.003
| 0.528 | 0.176 | 0.007 | 0.526 | 0 | 0.268 | 0.114 | 0.175 | 0.003
| 0.528 | 0.116 | 0.018 | 0.414 | 0 | 0.15 | 0.096 | 0.206 | 0.008
| 0.528 | 0.061 | 0.055 | 0.314 | 0 | 0.102 | 0.084 | 0.151 | 0.015
| 0.528 | 0.034 | 0.282 | 0.134 | 0.001 | 0.051 | 0.07 | 0.075 | 0.022
| 0.528 | 0.01 | 0.401 | 0.009 | 0.022 | 0.018 | 0.063 | 0.018 | 0.029
| 0.528 | 0 | 0.418 | 0 | 0.079 | 0 | 0.056 | 0 | 0.051
| 0.528 | 0 | 0.432 | 0 | 0.147 | 0 | 0.06 | 0 | 0.095
| 0.528 | 0 | 0.367 | 0 | 0.192 | 0 | 0.069 | 0 | 0.131
| 0.528 | 0 | 0.356 | 0 | 0.221 | 0 | 0.048 | 0 | 0.14
| 0.528 | 0 | 0.31 | 0 | 0.251 | 0 | 0.041 | 0 | 0.127
| 0.528 | 0 | 0.297 | 0 | 0.242 | 0 | 0.038 | 0 | 0.233
| 0.528 | 0 | 0.192 | 0 | 0.21 | 0 | 0.039 | 0 | 0.283
| 0.528 | 0 | 0.182 | 0 | 0.166 | 0 | 0.049 | 0 | 0.328
| 0.528 | 0 | 0.194 | 0 | 0.117 | 0 | 0.054 | 0 | 0.274
| 0.528 | 0 | 0.179 | 0 | 0.081 | 0 | 0.07 | 0 | 0.36
| 0.528 | 0 | 0.13 | 0 | 0.064 | 0 | 0.082 | 0 | 0.45
| 0.528 | 0 | 0.115 | 0 | 0.047 | 0 | 0.084 | 0 | 0.482
| 0.528 | 0 | 0.102 | 0 | 0.026 | 0 | 0.083 | 0 | 0.453
| 0.528 | 0 | 0.111 | 0 | 0.017 | 0 | 0.093 | 0 | 0.367
| 0.528 | 0 | 0.138 | 0 | 0.012 | 0 | 0.114 | 0 | 0.366
| 0.528 | 0.026 | 0.186 | 0.039 | 0.016 | 0 | 0.131 | 0.006 | 0.296
| 0.528 | 0.067 | 0.156 | 0.098 | 0.003 | 0.017 | 0.121 | 0.047 | 0.199
| 0.528 | 0.095 | 0.074 | 0.138 | 0.002 | 0.065 | 0.097 | 0.087 | 0.122
| 0.528 | 0.137 | 0.014 | 0.148 | 0.003 | 0.127 | 0.063 | 0.1 | 0.106
| 0.528 | 0.157 | 0 | 0.12 | 0.005 | 0.162 | 0.033 | 0.104 | 0.236
| 0.528 | 0.147 | 0.001 | 0.09 | 0.012 | 0.126 | 0.034 | 0.126 | 0.344
| 0.528 | 0.121 | 0.017 | 0.055 | 0.011 | 0.092 | 0.073 | 0.114 | 0.234
| 0.528 | 0.075 | 0.12 | 0.022 | 0.004 | 0.135 | 0.148 | 0.074 | 0.127
| 0.528 | 0.008 | 0.325 | 0 | 0.002 | 0.072 | 0.229 | 0.025 | 0.088
| 0.528 | 0 | 0.501 | 0 | 0.001 | 0 | 0.183 | 0 | 0.061
| 0.528 | 0 | 0.627 | 0 | 0 | 0 | 0.144 | 0 | 0.037
| 0.528 | 0 | 0.661 | 0 | 0.001 | 0 | 0.167 | 0 | 0.033
| 0.528 | 0 | 0.649 | 0 | 0.002 | 0 | 0.308 | 0 | 0.038
| 0.528 | 0 | 0.61 | 0 | 0.004 | 0 | 0.47 | 0 | 0.05
| 0.528 | 0 | 0.553 | 0 | 0.01 | 0 | 0.494 | 0 | 0.073
| 0.528 | 0 | 0.47 | 0 | 0.027 | 0 | 0.508 | 0 | 0.078
| 0.528 | 0 | 0.356 | 0 | 0.078 | 0 | 0.521 | 0 | 0.086
| 0.528 | 0 | 0.284 | 0 | 0.131 | 0 | 0.497 | 0 | 0.09
| 0.528 | 0 | 0.272 | 0 | 0.18 | 0 | 0.479 | 0 | 0.093
| 0.528 | 0 | 0.248 | 0 | 0.167 | 0 | 0.488 | 0 | 0.117
| 0.528 | 0 | 0.233 | 0 | 0.135 | 0 | 0.481 | 0 | 0.122
| 0.528 | 0 | 0.223 | 0 | 0.088 | 0 | 0.453 | 0 | 0.135
| 0.528 | 0 | 0.199 | 0 | 0.043 | 0 | 0.454 | 0 | 0.148
| 0.528 | 0.003 | 0.139 | 0 | 0.03 | 0 | 0.453 | 0 | 0.145
| 0.528 | 0.07 | 0.09 | 0.151 | 0.06 | 0.004 | 0.466 | 0.014 | 0.163
| 0.528 | 0.183 | 0.044 | 0.358 | 0.056 | 0.095 | 0.46 | 0.08 | 0.159
| 0.528 | 0.369 | 0.016 | 0.504 | 0.008 | 0.207 | 0.422 | 0.201 | 0.132
| 0.528 | 0.487 | 0.005 | 0.575 | 0 | 0.301 | 0.41 | 0.328 | 0.167
| 0.528 | 0.553 | 0.001 | 0.571 | 0 | 0.345 | 0.405 | 0.367 | 0.294
| 0.528 | 0.581 | 0 | 0.513 | 0.004 | 0.294 | 0.557 | 0.374 | 0.333
| 0.528 | 0.464 | 0.002 | 0.401 | 0.019 | 0.204 | 0.593 | 0.304 | 0.376
| 0.528 | 0.247 | 0.041 | 0.222 | 0.082 | 0.1 | 0.615 | 0.167 | 0.453
| 0.528 | 0.032 | 0.135 | 0.022 | 0.216 | 0.032 | 0.614 | 0.065 | 0.521
| 0.528 | 0 | 0.211 | 0 | 0.332 | 0 | 0.568 | 0 | 0.599
| 0.528 | 0 | 0.25 | 0 | 0.358 | 0 | 0.506 | 0 | 0.615
| 0.528 | 0 | 0.217 | 0 | 0.413 | 0 | 0.436 | 0 | 0.55
| 0.528 | 0 | 0.254 | 0 | 0.345 | 0 | 0.369 | 0 | 0.438
| 0.528 | 0 | 0.279 | 0 | 0.268 | 0 | 0.311 | 0 | 0.35
| 0.528 | 0 | 0.252 | 0 | 0.129 | 0 | 0.286 | 0 | 0.255
| 0.528 | 0 | 0.233 | 0 | 0.054 | 0 | 0.248 | 0 | 0.144
| 0.528 | 0 | 0.215 | 0 | 0.026 | 0 | 0.166 | 0 | 0.042
| 0.528 | 0 | 0.153 | 0 | 0.017 | 0 | 0.124 | 0 | 0.01
| 0.528 | 0 | 0.058 | 0 | 0.022 | 0 | 0.094 | 0 | 0
| 0.528 | 0 | 0.035 | 0 | 0.046 | 0 | 0.085 | 0 | 0
| 0.528 | 0 | 0.021 | 0 | 0.039 | 0 | 0.079 | 0 | 0.003
| 0.528 | 0 | 0.005 | 0 | 0.008 | 0 | 0.092 | 0 | 0.01
| 0.528 | 0 | 0.008 | 0 | 0.001 | 0 | 0.113 | 0 | 0.032
| 0.528 | 0 | 0.047 | 0 | 0.007 | 0 | 0.124 | 0 | 0.032
| 0.528 | 0.028 | 0.062 | 0.061 | 0.008 | 0.003 | 0.118 | 0.015 | 0.018
| 0.528 | 0.064 | 0.117 | 0.169 | 0 | 0.074 | 0.117 | 0.087 | 0.004
| 0.528 | 0.105 | 0.256 | 0.274 | 0 | 0.173 | 0.085 | 0.194 | 0.002
| 0.528 | 0.184 | 0.38 | 0.318 | 0 | 0.261 | 0.046 | 0.285 | 0.012
| 0.528 | 0.253 | 0.672 | 0.283 | 0 | 0.306 | 0.026 | 0.361 | 0.034
| 0.528 | 0.236 | 0.739 | 0.201 | 0 | 0.3 | 0.017 | 0.331 | 0.061
| 0.528 | 0.204 | 0.744 | 0.113 | 0 | 0.261 | 0.014 | 0.256 | 0.113
| 0.528 | 0.144 | 0.606 | 0.038 | 0 | 0.185 | 0.02 | 0.137 | 0.196
| 0.528 | 0.034 | 0.466 | 0.002 | 0.001 | 0.056 | 0.037 | 0.026 | 0.237
| 0.528 | 0 | 0.351 | 0 | 0.003 | 0 | 0.046 | 0 | 0.256
| 0.528 | 0 | 0.261 | 0 | 0.009 | 0 | 0.054 | 0 | 0.276
| 0.528 | 0 | 0.28 | 0 | 0.025 | 0 | 0.049 | 0 | 0.284
| 0.528 | 0 | 0.305 | 0 | 0.038 | 0 | 0.05 | 0 | 0.258
| 0.528 | 0 | 0.311 | 0 | 0.036 | 0 | 0.055 | 0 | 0.199
| 0.528 | 0 | 0.422 | 0 | 0.026 | 0 | 0.06 | 0 | 0.141
| 0.528 | 0 | 0.299 | 0 | 0.014 | 0 | 0.061 | 0 | 0.101
| 0.528 | 0 | 0.227 | 0 | 0.012 | 0 | 0.064 | 0 | 0.089
| 0.528 | 0 | 0.214 | 0 | 0.017 | 0 | 0.071 | 0 | 0.084
| 0.528 | 0 | 0.229 | 0 | 0.041 | 0 | 0.075 | 0 | 0.062
| 0.528 | 0 | 0.259 | 0 | 0.094 | 0 | 0.07 | 0 | 0.05
| 0.528 | 0 | 0.245 | 0 | 0.139 | 0 | 0.069 | 0 | 0.037
| 0.528 | 0 | 0.24 | 0 | 0.168 | 0 | 0.078 | 0 | 0.021
| 0.528 | 0 | 0.243 | 0 | 0.16 | 0 | 0.068 | 0 | 0.009
| 0.528 | 0.007 | 0.234 | 0 | 0.167 | 0 | 0.07 | 0 | 0.028
| 0.528 | 0.113 | 0.22 | 0.051 | 0.199 | 0.002 | 0.07 | 0.006 | 0.068
| 0.528 | 0.23 | 0.2 | 0.151 | 0.151 | 0.041 | 0.056 | 0.055 | 0.072
| 0.528 | 0.289 | 0.295 | 0.253 | 0.129 | 0.088 | 0.03 | 0.139 | 0.049
| 0.528 | 0.299 | 0.367 | 0.292 | 0.126 | 0.126 | 0.021 | 0.18 | 0.058
| 0.528 | 0.303 | 0.441 | 0.283 | 0.125 | 0.176 | 0.033 | 0.239 | 0.023
| 0.528 | 0.254 | 0.479 | 0.227 | 0.105 | 0.233 | 0.035 | 0.276 | 0.008
| 0.528 | 0.224 | 0.488 | 0.174 | 0.074 | 0.223 | 0.045 | 0.164 | 0.029
| 0.528 | 0.12 | 0.51 | 0.088 | 0.045 | 0.153 | 0.049 | 0.076 | 0.074
| 0.528 | 0.02 | 0.501 | 0.013 | 0.029 | 0.061 | 0.045 | 0.017 | 0.12
| 0.528 | 0 | 0.448 | 0 | 0.034 | 0.001 | 0.038 | 0 | 0.179
| 0.528 | 0 | 0.425 | 0 | 0.024 | 0 | 0.017 | 0 | 0.264
| 0.528 | 0 | 0.386 | 0 | 0.028 | 0 | 0.012 | 0 | 0.201
| 0.528 | 0 | 0.37 | 0 | 0.053 | 0 | 0.008 | 0 | 0.08
| 0.528 | 0 | 0.265 | 0 | 0.05 | 0 | 0.004 | 0 | 0.024
| 0.528 | 0 | 0.258 | 0 | 0.029 | 0 | 0.003 | 0 | 0.019
| 0.528 | 0 | 0.301 | 0 | 0.009 | 0 | 0.003 | 0 | 0.024
| 0.528 | 0 | 0.272 | 0 | 0.005 | 0 | 0.005 | 0 | 0.017
| 0.528 | 0 | 0.207 | 0 | 0.005 | 0 | 0.003 | 0 | 0.014
| 0.528 | 0 | 0.18 | 0 | 0.004 | 0 | 0.003 | 0 | 0.017
| 0.528 | 0 | 0.185 | 0 | 0.002 | 0 | 0.002 | 0 | 0.024
| 0.528 | 0 | 0.175 | 0 | 0.001 | 0 | 0 | 0 | 0.025
| 0.528 | 0 | 0.22 | 0 | 0 | 0 | 0 | 0 | 0.027
| 0.528 | 0 | 0.437 | 0 | 0.002 | 0 | 0 | 0 | 0.044
| 0.528 | 0.01 | 0.378 | 0.002 | 0.009 | 0 | 0 | 0 | 0.076
| 0.528 | 0.16 | 0.237 | 0.1 | 0.012 | 0.001 | 0 | 0.029 | 0.117
| 0.528 | 0.396 | 0.132 | 0.235 | 0.001 | 0.032 | 0.001 | 0.101 | 0.112
| 0.528 | 0.546 | 0.1 | 0.327 | 0 | 0.08 | 0.004 | 0.134 | 0.063
| 0.528 | 0.637 | 0.058 | 0.394 | 0.001 | 0.156 | 0.005 | 0.14 | 0.042
| 0.528 | 0.667 | 0.052 | 0.364 | 0.002 | 0.248 | 0.015 | 0.14 | 0.025
| 0.528 | 0.616 | 0.035 | 0.27 | 0.004 | 0.302 | 0.026 | 0.132 | 0.012
| 0.528 | 0.433 | 0.006 | 0.194 | 0.007 | 0.291 | 0.033 | 0.118 | 0.011
| 0.528 | 0.156 | 0.002 | 0.089 | 0.011 | 0.199 | 0.034 | 0.102 | 0.007
| 0.528 | 0.018 | 0.018 | 0.011 | 0.022 | 0.095 | 0.049 | 0.041 | 0.008
| 0.528 | 0 | 0.03 | 0 | 0.051 | 0.006 | 0.062 | 0 | 0.01
| 0.528 | 0 | 0.023 | 0 | 0.084 | 0 | 0.051 | 0 | 0.009
| 0.528 | 0 | 0.007 | 0 | 0.097 | 0 | 0.036 | 0 | 0.014
| 0.528 | 0 | 0.001 | 0 | 0.079 | 0 | 0.025 | 0 | 0.021
| 0.528 | 0 | 0 | 0 | 0.067 | 0 | 0.014 | 0 | 0.022
| 0.528 | 0 | 0.005 | 0 | 0.057 | 0 | 0.008 | 0 | 0.019
| 0.528 | 0 | 0.025 | 0 | 0.043 | 0 | 0.004 | 0 | 0.016
| 0.528 | 0 | 0.036 | 0 | 0.025 | 0 | 0.002 | 0 | 0.018
| 0.528 | 0 | 0.02 | 0 | 0.017 | 0 | 0.002 | 0 | 0.031
| 0.528 | 0 | 0.01 | 0 | 0.025 | 0 | 0.002 | 0 | 0.044
| 0.528 | 0 | 0.014 | 0 | 0.035 | 0 | 0.001 | 0 | 0.038
| 0.528 | 0 | 0.022 | 0 | 0.044 | 0 | 0.001 | 0 | 0.031
| 0.528 | 0 | 0.02 | 0 | 0.055 | 0 | 0 | 0 | 0.022
| 0.528 | 0 | 0.014 | 0 | 0.067 | 0 | 0 | 0 | 0.014
| 0.528 | 0.011 | 0.01 | 0 | 0.058 | 0 | 0 | 0 | 0.005
| 0.528 | 0.12 | 0.005 | 0.039 | 0.035 | 0.021 | 0 | 0.026 | 0.001
| 0.528 | 0.254 | 0.001 | 0.107 | 0.013 | 0.159 | 0 | 0.091 | 0
| 0.528 | 0.375 | 0 | 0.177 | 0.006 | 0.33 | 0 | 0.184 | 0
| 0.528 | 0.424 | 0 | 0.229 | 0.003 | 0.481 | 0 | 0.209 | 0.001
| 0.528 | 0.398 | 0 | 0.257 | 0.001 | 0.606 | 0 | 0.224 | 0.004
| 0.528 | 0.298 | 0 | 0.255 | 0.001 | 0.659 | 0 | 0.19 | 0.005
| 0.528 | 0.206 | 0 | 0.191 | 0.001 | 0.598 | 0 | 0.127 | 0.005
| 0.528 | 0.099 | 0.002 | 0.081 | 0.002 | 0.447 | 0 | 0.073 | 0.01
| 0.528 | 0.015 | 0.02 | 0.012 | 0.008 | 0.219 | 0.001 | 0.024 | 0.019
| 0.528 | 0 | 0.067 | 0 | 0.03 | 0.023 | 0.002 | 0 | 0.036
| 0.528 | 0 | 0.084 | 0 | 0.053 | 0 | 0.004 | 0 | 0.022
| 0.528 | 0 | 0.13 | 0 | 0.073 | 0 | 0.005 | 0 | 0.022
| 0.528 | 0 | 0.196 | 0 | 0.089 | 0 | 0.005 | 0 | 0.008
| 0.528 | 0 | 0.218 | 0 | 0.09 | 0 | 0.006 | 0 | 0.002
| 0.528 | 0 | 0.173 | 0 | 0.067 | 0 | 0.005 | 0 | 0
| 0.528 | 0 | 0.131 | 0 | 0.046 | 0 | 0.003 | 0 | 0
| 0.528 | 0 | 0.094 | 0 | 0.032 | 0 | 0.002 | 0 | 0
| 0.528 | 0 | 0.069 | 0 | 0.023 | 0 | 0.001 | 0 | 0
| 0.528 | 0 | 0.044 | 0 | 0.027 | 0 | 0.001 | 0 | 0
| 0.528 | 0 | 0.015 | 0 | 0.035 | 0 | 0 | 0 | 0
| 0.528 | 0 | 0.002 | 0 | 0.033 | 0 | 0 | 0 | 0.001
| 0.528 | 0 | 0.001 | 0 | 0.03 | 0 | 0 | 0 | 0.001
| 0.528 | 0 | 0.024 | 0 | 0.03 | 0 | 0 | 0 | 0.001
| 0.528 | 0.002 | 0.071 | 0.001 | 0.031 | 0 | 0 | 0 | 0.001
| 0.528 | 0.038 | 0.061 | 0.063 | 0.018 | 0.027 | 0 | 0.026 | 0
| 0.528 | 0.087 | 0.052 | 0.172 | 0.002 | 0.177 | 0 | 0.096 | 0
| 0.528 | 0.129 | 0.061 | 0.296 | 0.002 | 0.357 | 0 | 0.188 | 0
| 0.528 | 0.141 | 0.044 | 0.372 | 0.004 | 0.499 | 0 | 0.244 | 0
| 0.528 | 0.143 | 0.022 | 0.342 | 0.006 | 0.545 | 0 | 0.274 | 0
| 0.528 | 0.127 | 0.01 | 0.267 | 0.008 | 0.509 | 0 | 0.249 | 0
| 0.528 | 0.089 | 0.005 | 0.172 | 0.012 | 0.437 | 0 | 0.186 | 0
| 0.528 | 0.045 | 0.002 | 0.082 | 0.018 | 0.327 | 0 | 0.115 | 0
| 0.528 | 0.011 | 0.002 | 0.013 | 0.026 | 0.155 | 0 | 0.046 | 0.001
| 0.528 | 0 | 0.008 | 0 | 0.062 | 0.018 | 0 | 0.001 | 0.001
| 0.528 | 0 | 0.015 | 0 | 0.107 | 0 | 0 | 0 | 0.001
| 0.528 | 0 | 0.03 | 0 | 0.112 | 0 | 0 | 0 | 0.001
| 0.528 | 0 | 0.064 | 0 | 0.099 | 0 | 0 | 0 | 0.002
| 0.528 | 0 | 0.093 | 0 | 0.087 | 0 | 0 | 0 | 0.002
| 0.528 | 0 | 0.081 | 0 | 0.067 | 0 | 0 | 0 | 0.003
| 0.528 | 0 | 0.058 | 0 | 0.042 | 0 | 0 | 0 | 0.003
| 0.528 | 0 | 0.04 | 0 | 0.022 | 0 | 0 | 0 | 0.005
| 0.528 | 0 | 0.023 | 0 | 0.011 | 0 | 0 | 0 | 0.009
| 0.528 | 0 | 0.011 | 0 | 0.004 | 0 | 0 | 0 | 0.018
| 0.528 | 0 | 0.004 | 0 | 0.001 | 0 | 0 | 0 | 0.014
| 0.528 | 0 | 0.001 | 0 | 0 | 0 | 0 | 0 | 0.009
| 0.528 | 0 | 0 | 0 | 0 | 0 | 0 | 0 | 0.008
| 0.528 | 0 | 0 | 0 | 0 | 0 | 0 | 0 | 0.005
| 0.528 | 0.017 | 0 | 0.019 | 0 | 0 | 0 | 0 | 0.003
| 0.528 | 0.142 | 0.001 | 0.226 | 0 | 0.017 | 0 | 0.028 | 0.001
| 0.528 | 0.309 | 0 | 0.394 | 0 | 0.125 | 0 | 0.101 | 0
| 0.528 | 0.477 | 0 | 0.477 | 0 | 0.245 | 0 | 0.21 | 0
| 0.528 | 0.597 | 0 | 0.535 | 0 | 0.347 | 0 | 0.311 | 0
| 0.528 | 0.541 | 0 | 0.527 | 0 | 0.404 | 0 | 0.37 | 0
| 0.528 | 0.39 | 0 | 0.438 | 0 | 0.362 | 0 | 0.328 | 0
| 0.528 | 0.302 | 0 | 0.333 | 0 | 0.367 | 0 | 0.243 | 0
| 0.528 | 0.178 | 0 | 0.18 | 0 | 0.266 | 0 | 0.13 | 0
| 0.528 | 0.04 | 0 | 0.039 | 0.001 | 0.138 | 0 | 0.05 | 0
| 0.528 | 0 | 0 | 0 | 0.005 | 0.014 | 0.001 | 0.001 | 0
| 0.528 | 0 | 0 | 0 | 0.006 | 0 | 0.001 | 0 | 0
| 0.528 | 0 | 0.001 | 0 | 0.007 | 0 | 0.001 | 0 | 0
| 0.528 | 0 | 0.003 | 0 | 0.007 | 0 | 0 | 0 | 0
| 0.528 | 0 | 0.006 | 0 | 0.008 | 0 | 0 | 0 | 0
| 0.528 | 0 | 0.011 | 0 | 0.011 | 0 | 0 | 0 | 0.001
| 0.528 | 0 | 0.019 | 0 | 0.015 | 0 | 0 | 0 | 0.002
| 0.528 | 0 | 0.043 | 0 | 0.018 | 0 | 0.001 | 0 | 0.005
| 0.528 | 0 | 0.09 | 0 | 0.023 | 0 | 0.003 | 0 | 0.009
| 0.528 | 0 | 0.142 | 0 | 0.034 | 0 | 0.007 | 0 | 0.012
| 0.528 | 0 | 0.135 | 0 | 0.05 | 0 | 0.012 | 0 | 0.017
| 0.528 | 0 | 0.124 | 0 | 0.077 | 0 | 0.019 | 0 | 0.021
| 0.528 | 0 | 0.117 | 0 | 0.109 | 0 | 0.028 | 0 | 0.027
| 0.528 | 0 | 0.151 | 0 | 0.125 | 0 | 0.038 | 0 | 0.035
| 0.528 | 0.02 | 0.142 | 0.022 | 0.131 | 0 | 0.033 | 0 | 0.039
| 0.528 | 0.132 | 0.108 | 0.209 | 0.135 | 0.046 | 0.03 | 0.2 | 0.041
| 0.528 | 0.259 | 0.12 | 0.412 | 0.065 | 0.23 | 0.03 | 0.454 | 0.046
| 0.528 | 0.308 | 0.155 | 0.582 | 0.015 | 0.467 | 0.021 | 0.638 | 0.045
| 0.528 | 0.349 | 0.137 | 0.665 | 0.021 | 0.672 | 0.01 | 0.747 | 0.025
| 0.528 | 0.324 | 0.118 | 0.601 | 0.03 | 0.751 | 0.008 | 0.785 | 0.021
| 0.528 | 0.258 | 0.113 | 0.467 | 0.032 | 0.738 | 0.021 | 0.754 | 0.041
| 0.528 | 0.189 | 0.127 | 0.364 | 0.026 | 0.656 | 0.024 | 0.657 | 0.054
| 0.528 | 0.097 | 0.144 | 0.192 | 0.017 | 0.503 | 0.02 | 0.489 | 0.071
| 0.528 | 0.023 | 0.152 | 0.047 | 0.011 | 0.276 | 0.024 | 0.255 | 0.113
| 0.528 | 0 | 0.187 | 0 | 0.005 | 0.038 | 0.025 | 0.034 | 0.151
| 0.528 | 0 | 0.203 | 0 | 0.001 | 0 | 0.022 | 0 | 0.194
| 0.528 | 0 | 0.201 | 0 | 0 | 0 | 0.015 | 0 | 0.21
| 0.528 | 0 | 0.162 | 0 | 0 | 0 | 0.011 | 0 | 0.248
| 0.528 | 0 | 0.13 | 0 | 0 | 0 | 0.009 | 0 | 0.261
| 0.528 | 0 | 0.094 | 0 | 0.001 | 0 | 0.008 | 0 | 0.266
| 0.528 | 0 | 0.076 | 0 | 0.003 | 0 | 0.009 | 0 | 0.264
| 0.528 | 0 | 0.058 | 0 | 0.008 | 0 | 0.008 | 0 | 0.254
| 0.528 | 0 | 0.056 | 0 | 0.011 | 0 | 0.008 | 0 | 0.26
| 0.528 | 0 | 0.053 | 0 | 0.012 | 0 | 0.009 | 0 | 0.28
| 0.528 | 0 | 0.053 | 0 | 0.01 | 0 | 0.008 | 0 | 0.274
| 0.528 | 0 | 0.056 | 0 | 0.006 | 0 | 0.009 | 0 | 0.273
| 0.528 | 0 | 0.057 | 0 | 0.002 | 0 | 0.013 | 0 | 0.261
| 0.528 | 0 | 0.054 | 0 | 0 | 0 | 0.011 | 0 | 0.22
| 0.528 | 0.084 | 0.04 | 0.033 | 0.001 | 0 | 0.007 | 0.001 | 0.218
| 0.528 | 0.347 | 0.026 | 0.263 | 0.007 | 0.105 | 0.003 | 0.231 | 0.227
| 0.528 | 0.575 | 0.012 | 0.486 | 0.01 | 0.368 | 0.002 | 0.49 | 0.232
| 0.528 | 0.737 | 0.013 | 0.633 | 0.002 | 0.591 | 0.001 | 0.672 | 0.197
| 0.528 | 0.818 | 0.024 | 0.686 | 0 | 0.721 | 0.001 | 0.779 | 0.164
| 0.528 | 0.781 | 0.018 | 0.685 | 0.001 | 0.772 | 0 | 0.818 | 0.159
| 0.528 | 0.645 | 0.015 | 0.581 | 0.003 | 0.753 | 0 | 0.788 | 0.16
| 0.528 | 0.527 | 0.013 | 0.468 | 0.003 | 0.667 | 0.001 | 0.69 | 0.158
| 0.528 | 0.345 | 0.011 | 0.286 | 0.01 | 0.51 | 0.003 | 0.52 | 0.172
| 0.528 | 0.115 | 0.023 | 0.082 | 0.031 | 0.283 | 0.006 | 0.278 | 0.202
| 0.528 | 0 | 0.036 | 0 | 0.019 | 0.043 | 0.013 | 0.046 | 0.22
| 0.528 | 0 | 0.035 | 0 | 0.001 | 0 | 0.026 | 0 | 0.214
| 0.528 | 0 | 0.028 | 0 | 0.001 | 0 | 0.019 | 0 | 0.214
| 0.528 | 0 | 0.019 | 0 | 0.027 | 0 | 0.012 | 0 | 0.205
| 0.528 | 0 | 0.012 | 0 | 0.122 | 0 | 0.011 | 0 | 0.187
| 0.528 | 0 | 0.013 | 0 | 0.21 | 0 | 0.013 | 0 | 0.183
| 0.528 | 0 | 0.026 | 0 | 0.233 | 0 | 0.012 | 0 | 0.187
| 0.528 | 0 | 0.045 | 0 | 0.217 | 0 | 0.012 | 0 | 0.196
| 0.528 | 0 | 0.048 | 0 | 0.199 | 0 | 0.018 | 0 | 0.221
| 0.528 | 0 | 0.045 | 0 | 0.182 | 0 | 0.024 | 0 | 0.233
| 0.528 | 0 | 0.035 | 0 | 0.196 | 0 | 0.025 | 0 | 0.22
| 0.528 | 0 | 0.023 | 0 | 0.234 | 0 | 0.022 | 0 | 0.208
| 0.528 | 0 | 0.015 | 0 | 0.26 | 0 | 0.028 | 0 | 0.202
| 0.528 | 0 | 0.012 | 0 | 0.26 | 0 | 0.039 | 0 | 0.208
| 0.528 | 0.112 | 0.009 | 0.051 | 0.213 | 0 | 0.043 | 0.002 | 0.208
| 0.528 | 0.392 | 0.009 | 0.311 | 0.145 | 0.125 | 0.041 | 0.244 | 0.201
| 0.528 | 0.612 | 0.01 | 0.53 | 0.055 | 0.363 | 0.041 | 0.5 | 0.199
| 0.528 | 0.749 | 0.003 | 0.67 | 0.002 | 0.57 | 0.043 | 0.677 | 0.167
| 0.528 | 0.817 | 0.001 | 0.733 | 0 | 0.692 | 0.025 | 0.78 | 0.126
| 0.528 | 0.818 | 0.001 | 0.732 | 0 | 0.745 | 0.013 | 0.816 | 0.117
| 0.528 | 0.755 | 0.001 | 0.644 | 0 | 0.732 | 0.014 | 0.786 | 0.117
| 0.528 | 0.623 | 0.002 | 0.525 | 0 | 0.65 | 0.017 | 0.691 | 0.139
| 0.528 | 0.417 | 0.001 | 0.343 | 0.008 | 0.499 | 0.023 | 0.525 | 0.156
| 0.528 | 0.145 | 0.002 | 0.1 | 0.083 | 0.278 | 0.041 | 0.286 | 0.176
| 0.528 | 0 | 0.002 | 0 | 0.241 | 0.045 | 0.052 | 0.039 | 0.194
| 0.528 | 0 | 0.003 | 0 | 0.325 | 0 | 0.052 | 0 | 0.203
| 0.528 | 0 | 0.005 | 0 | 0.338 | 0 | 0.05 | 0 | 0.22
| 0.528 | 0 | 0.007 | 0 | 0.302 | 0 | 0.046 | 0 | 0.22
| 0.528 | 0 | 0.008 | 0 | 0.241 | 0 | 0.039 | 0 | 0.206
| 0.528 | 0 | 0.008 | 0 | 0.178 | 0 | 0.031 | 0 | 0.203
| 0.528 | 0 | 0.009 | 0 | 0.143 | 0 | 0.023 | 0 | 0.202
| 0.528 | 0 | 0.012 | 0 | 0.132 | 0 | 0.018 | 0 | 0.194
| 0.528 | 0 | 0.008 | 0 | 0.101 | 0 | 0.014 | 0 | 0.195
| 0.528 | 0 | 0.009 | 0 | 0.058 | 0 | 0.011 | 0 | 0.183
| 0.528 | 0 | 0.016 | 0 | 0.029 | 0 | 0.01 | 0 | 0.185
| 0.528 | 0 | 0.03 | 0 | 0.015 | 0 | 0.009 | 0 | 0.162
| 0.528 | 0 | 0.051 | 0 | 0.009 | 0 | 0.009 | 0 | 0.168
| 0.528 | 0 | 0.085 | 0 | 0.006 | 0 | 0.011 | 0 | 0.175
| 0.528 | 0.12 | 0.147 | 0.039 | 0.002 | 0 | 0.011 | 0.003 | 0.178
| 0.528 | 0.387 | 0.234 | 0.239 | 0.001 | 0.135 | 0.011 | 0.227 | 0.17
| 0.528 | 0.599 | 0.188 | 0.472 | 0 | 0.369 | 0.013 | 0.475 | 0.152
| 0.528 | 0.736 | 0.088 | 0.626 | 0 | 0.587 | 0.013 | 0.654 | 0.104
| 0.528 | 0.804 | 0.077 | 0.719 | 0 | 0.703 | 0.006 | 0.757 | 0.077
| 0.528 | 0.805 | 0.081 | 0.734 | 0 | 0.749 | 0.002 | 0.79 | 0.062
| 0.528 | 0.742 | 0.107 | 0.671 | 0 | 0.729 | 0.001 | 0.758 | 0.046
| 0.528 | 0.613 | 0.115 | 0.543 | 0 | 0.641 | 0.001 | 0.657 | 0.041
| 0.528 | 0.414 | 0.126 | 0.348 | 0 | 0.486 | 0.001 | 0.484 | 0.037
| 0.528 | 0.153 | 0.187 | 0.098 | 0.004 | 0.266 | 0.002 | 0.237 | 0.042
| 0.528 | 0 | 0.256 | 0 | 0.011 | 0.045 | 0.003 | 0.024 | 0.042
| 0.528 | 0 | 0.288 | 0 | 0.011 | 0 | 0.003 | 0 | 0.039
| 0.528 | 0 | 0.281 | 0 | 0.005 | 0 | 0.003 | 0 | 0.04
| 0.528 | 0 | 0.275 | 0 | 0.001 | 0 | 0.002 | 0 | 0.042
| 0.528 | 0 | 0.265 | 0 | 0 | 0 | 0.001 | 0 | 0.051
| 0.528 | 0 | 0.26 | 0 | 0 | 0 | 0 | 0 | 0.059
| 0.528 | 0 | 0.261 | 0 | 0 | 0 | 0 | 0 | 0.067
| 0.528 | 0 | 0.265 | 0 | 0.001 | 0 | 0 | 0 | 0.075
| 0.528 | 0 | 0.279 | 0 | 0.008 | 0 | 0 | 0 | 0.077
| 0.528 | 0 | 0.283 | 0 | 0.007 | 0 | 0 | 0 | 0.078
| 0.528 | 0 | 0.291 | 0 | 0.009 | 0 | 0 | 0 | 0.076
| 0.528 | 0 | 0.292 | 0 | 0.018 | 0 | 0.001 | 0 | 0.071
| 0.528 | 0 | 0.3 | 0 | 0.023 | 0 | 0.003 | 0 | 0.065
| 0.528 | 0 | 0.306 | 0 | 0.011 | 0 | 0.003 | 0 | 0.06
| 0.528 | 0.116 | 0.274 | 0.023 | 0.002 | 0 | 0.002 | 0.004 | 0.059
| 0.528 | 0.359 | 0.2 | 0.107 | 0 | 0.142 | 0.002 | 0.217 | 0.062
| 0.528 | 0.562 | 0.127 | 0.154 | 0 | 0.345 | 0.003 | 0.455 | 0.062
| 0.528 | 0.7 | 0.078 | 0.191 | 0 | 0.541 | 0.004 | 0.624 | 0.044
| 0.528 | 0.771 | 0.051 | 0.24 | 0 | 0.668 | 0.002 | 0.725 | 0.028
| 0.528 | 0.789 | 0.042 | 0.282 | 0 | 0.726 | 0.001 | 0.759 | 0.021
| 0.528 | 0.727 | 0.038 | 0.318 | 0.001 | 0.718 | 0.001 | 0.728 | 0.015
| 0.528 | 0.59 | 0.031 | 0.342 | 0.001 | 0.641 | 0.002 | 0.632 | 0.012
| 0.528 | 0.385 | 0.031 | 0.272 | 0.005 | 0.496 | 0.006 | 0.471 | 0.011
| 0.528 | 0.123 | 0.053 | 0.104 | 0.03 | 0.286 | 0.014 | 0.25 | 0.014
| 0.528 | 0 | 0.053 | 0 | 0.055 | 0.055 | 0.014 | 0.035 | 0.015
| 0.528 | 0 | 0.037 | 0 | 0.088 | 0 | 0.012 | 0 | 0.015
| 0.528 | 0 | 0.026 | 0 | 0.236 | 0 | 0.012 | 0 | 0.018
| 0.528 | 0 | 0.018 | 0 | 0.391 | 0 | 0.013 | 0 | 0.019
| 0.528 | 0 | 0.012 | 0 | 0.374 | 0 | 0.012 | 0 | 0.018
| 0.528 | 0 | 0.007 | 0 | 0.181 | 0 | 0.01 | 0 | 0.017
| 0.528 | 0 | 0.007 | 0 | 0.13 | 0 | 0.009 | 0 | 0.018
| 0.528 | 0 | 0.013 | 0 | 0.144 | 0 | 0.009 | 0 | 0.019
| 0.528 | 0 | 0.028 | 0 | 0.175 | 0 | 0.01 | 0 | 0.017
| 0.528 | 0 | 0.058 | 0 | 0.206 | 0 | 0.01 | 0 | 0.018
| 0.528 | 0 | 0.087 | 0 | 0.254 | 0 | 0.009 | 0 | 0.022
| 0.528 | 0 | 0.125 | 0 | 0.321 | 0 | 0.008 | 0 | 0.025
| 0.528 | 0 | 0.181 | 0 | 0.355 | 0 | 0.01 | 0 | 0.024
| 0.528 | 0 | 0.233 | 0 | 0.407 | 0 | 0.012 | 0 | 0.024
| 0.528 | 0.089 | 0.225 | 0.058 | 0.436 | 0 | 0.012 | 0.004 | 0.029
| 0.528 | 0.288 | 0.174 | 0.254 | 0.347 | 0.096 | 0.014 | 0.174 | 0.033
| 0.528 | 0.502 | 0.146 | 0.497 | 0.217 | 0.3 | 0.018 | 0.419 | 0.03
| 0.528 | 0.667 | 0.225 | 0.651 | 0.205 | 0.515 | 0.015 | 0.617 | 0.021
| 0.528 | 0.553 | 0.256 | 0.702 | 0.185 | 0.689 | 0.011 | 0.72 | 0.018
| 0.528 | 0.465 | 0.272 | 0.627 | 0.176 | 0.741 | 0.012 | 0.759 | 0.03
| 0.528 | 0.393 | 0.3 | 0.481 | 0.16 | 0.725 | 0.018 | 0.735 | 0.036
| 0.528 | 0.299 | 0.338 | 0.343 | 0.132 | 0.645 | 0.027 | 0.647 | 0.04
| 0.528 | 0.173 | 0.352 | 0.19 | 0.094 | 0.499 | 0.046 | 0.492 | 0.042
| 0.528 | 0.05 | 0.371 | 0.058 | 0.088 | 0.287 | 0.074 | 0.276 | 0.063
| 0.528 | 0 | 0.377 | 0 | 0.13 | 0.059 | 0.093 | 0.045 | 0.071
| 0.528 | 0 | 0.377 | 0 | 0.165 | 0 | 0.112 | 0 | 0.062
| 0.528 | 0 | 0.369 | 0 | 0.144 | 0 | 0.112 | 0 | 0.069
| 0.528 | 0 | 0.346 | 0 | 0.088 | 0 | 0.097 | 0 | 0.078
| 0.528 | 0 | 0.316 | 0 | 0.054 | 0 | 0.081 | 0 | 0.095
| 0.528 | 0 | 0.253 | 0 | 0.047 | 0 | 0.063 | 0 | 0.113
| 0.528 | 0 | 0.194 | 0 | 0.056 | 0 | 0.052 | 0 | 0.127
| 0.528 | 0 | 0.159 | 0 | 0.074 | 0 | 0.045 | 0 | 0.137
| 0.528 | 0 | 0.168 | 0 | 0.087 | 0 | 0.047 | 0 | 0.179
| 0.528 | 0 | 0.186 | 0 | 0.083 | 0 | 0.051 | 0 | 0.238
| 0.528 | 0 | 0.196 | 0 | 0.071 | 0 | 0.053 | 0 | 0.27
| 0.528 | 0 | 0.205 | 0 | 0.065 | 0 | 0.05 | 0 | 0.29
| 0.528 | 0 | 0.215 | 0 | 0.068 | 0 | 0.046 | 0 | 0.302
| 0.528 | 0 | 0.227 | 0 | 0.077 | 0 | 0.047 | 0 | 0.306
| 0.528 | 0.054 | 0.201 | 0.058 | 0.099 | 0 | 0.05 | 0.01 | 0.314
| 0.528 | 0.189 | 0.181 | 0.244 | 0.076 | 0.113 | 0.054 | 0.249 | 0.334
| 0.528 | 0.326 | 0.201 | 0.451 | 0.011 | 0.385 | 0.054 | 0.493 | 0.343
| 0.528 | 0.458 | 0.197 | 0.603 | 0.015 | 0.588 | 0.039 | 0.669 | 0.32
| 0.528 | 0.5 | 0.194 | 0.674 | 0.025 | 0.711 | 0.023 | 0.776 | 0.328
| 0.528 | 0.474 | 0.199 | 0.658 | 0.041 | 0.763 | 0.035 | 0.817 | 0.315
| 0.528 | 0.387 | 0.213 | 0.552 | 0.041 | 0.748 | 0.066 | 0.791 | 0.295
| 0.528 | 0.306 | 0.241 | 0.442 | 0.048 | 0.67 | 0.068 | 0.699 | 0.302
| 0.528 | 0.175 | 0.26 | 0.268 | 0.063 | 0.525 | 0.065 | 0.539 | 0.326
| 0.528 | 0.057 | 0.273 | 0.089 | 0.102 | 0.317 | 0.085 | 0.312 | 0.388
| 0.528 | 0 | 0.293 | 0 | 0.213 | 0.075 | 0.118 | 0.06 | 0.466
| 0.528 | 0 | 0.311 | 0 | 0.283 | 0 | 0.127 | 0 | 0.513
| 0.528 | 0 | 0.294 | 0 | 0.27 | 0 | 0.119 | 0 | 0.538
| 0.528 | 0 | 0.265 | 0 | 0.255 | 0 | 0.098 | 0 | 0.539
| 0.528 | 0 | 0.216 | 0 | 0.235 | 0 | 0.077 | 0 | 0.535
| 0.528 | 0 | 0.161 | 0 | 0.208 | 0 | 0.063 | 0 | 0.535
| 0.528 | 0 | 0.115 | 0 | 0.21 | 0 | 0.054 | 0 | 0.564
| 0.528 | 0 | 0.103 | 0 | 0.23 | 0 | 0.049 | 0 | 0.591
| 0.528 | 0 | 0.128 | 0 | 0.229 | 0 | 0.053 | 0 | 0.636
| 0.528 | 0 | 0.161 | 0 | 0.238 | 0 | 0.057 | 0 | 0.672
| 0.528 | 0 | 0.185 | 0 | 0.249 | 0 | 0.056 | 0 | 0.666
| 0.528 | 0 | 0.195 | 0 | 0.249 | 0 | 0.049 | 0 | 0.625
| 0.528 | 0 | 0.194 | 0 | 0.233 | 0 | 0.04 | 0 | 0.622
| 0.528 | 0 | 0.191 | 0 | 0.207 | 0 | 0.031 | 0 | 0.61
| 0.528 | 0.092 | 0.144 | 0.105 | 0.192 | 0 | 0.024 | 0.018 | 0.578
| 0.528 | 0.286 | 0.095 | 0.356 | 0.172 | 0.16 | 0.019 | 0.296 | 0.526
| 0.528 | 0.527 | 0.126 | 0.595 | 0.131 | 0.435 | 0.015 | 0.553 | 0.445
| 0.528 | 0.689 | 0.154 | 0.741 | 0.099 | 0.646 | 0.012 | 0.732 | 0.369
| 0.528 | 0.757 | 0.216 | 0.811 | 0.18 | 0.769 | 0.004 | 0.839 | 0.339
| 0.528 | 0.713 | 0.259 | 0.812 | 0.241 | 0.82 | 0.002 | 0.876 | 0.326
| 0.528 | 0.543 | 0.31 | 0.736 | 0.302 | 0.802 | 0.002 | 0.844 | 0.291
| 0.528 | 0.397 | 0.328 | 0.609 | 0.31 | 0.718 | 0.003 | 0.747 | 0.249
| 0.528 | 0.186 | 0.314 | 0.38 | 0.288 | 0.566 | 0.005 | 0.578 | 0.234
| 0.528 | 0.052 | 0.3 | 0.131 | 0.329 | 0.348 | 0.017 | 0.335 | 0.253
| 0.528 | 0 | 0.299 | 0 | 0.371 | 0.091 | 0.027 | 0.07 | 0.311
| 0.528 | 0 | 0.308 | 0 | 0.395 | 0 | 0.029 | 0 | 0.352
| 0.528 | 0 | 0.282 | 0 | 0.337 | 0 | 0.022 | 0 | 0.411
| 0.528 | 0 | 0.265 | 0 | 0.312 | 0 | 0.019 | 0 | 0.464
| 0.528 | 0 | 0.225 | 0 | 0.308 | 0 | 0.022 | 0 | 0.501
| 0.528 | 0 | 0.174 | 0 | 0.3 | 0 | 0.027 | 0 | 0.513
| 0.528 | 0 | 0.171 | 0 | 0.28 | 0 | 0.031 | 0 | 0.499
| 0.528 | 0 | 0.164 | 0 | 0.266 | 0 | 0.036 | 0 | 0.466
| 0.528 | 0 | 0.183 | 0 | 0.256 | 0 | 0.06 | 0 | 0.484
| 0.528 | 0 | 0.2 | 0 | 0.274 | 0 | 0.08 | 0 | 0.501
| 0.528 | 0 | 0.219 | 0 | 0.277 | 0 | 0.082 | 0 | 0.513
| 0.528 | 0 | 0.245 | 0 | 0.263 | 0 | 0.084 | 0 | 0.523
| 0.528 | 0 | 0.267 | 0 | 0.236 | 0 | 0.09 | 0 | 0.507
| 0.528 | 0 | 0.289 | 0 | 0.202 | 0 | 0.096 | 0 | 0.522
| 0.528 | 0.081 | 0.266 | 0.132 | 0.177 | 0 | 0.084 | 0.023 | 0.519
| 0.528 | 0.311 | 0.217 | 0.375 | 0.111 | 0.186 | 0.077 | 0.303 | 0.513
| 0.528 | 0.563 | 0.232 | 0.59 | 0.058 | 0.457 | 0.071 | 0.56 | 0.476
| 0.528 | 0.714 | 0.3 | 0.737 | 0.033 | 0.662 | 0.053 | 0.743 | 0.467
| 0.528 | 0.75 | 0.368 | 0.81 | 0.042 | 0.788 | 0.025 | 0.852 | 0.504
| 0.528 | 0.72 | 0.439 | 0.808 | 0.062 | 0.842 | 0.024 | 0.89 | 0.539
| 0.528 | 0.529 | 0.519 | 0.752 | 0.064 | 0.825 | 0.028 | 0.857 | 0.552
| 0.528 | 0.274 | 0.557 | 0.621 | 0.063 | 0.74 | 0.034 | 0.756 | 0.57
| 0.528 | 0.12 | 0.555 | 0.417 | 0.052 | 0.587 | 0.036 | 0.584 | 0.578
| 0.528 | 0.033 | 0.561 | 0.152 | 0.087 | 0.367 | 0.053 | 0.333 | 0.573
| 0.528 | 0 | 0.559 | 0.001 | 0.194 | 0.105 | 0.073 | 0.067 | 0.578
| 0.528 | 0 | 0.547 | 0 | 0.237 | 0 | 0.075 | 0 | 0.591
| 0.528 | 0 | 0.484 | 0 | 0.235 | 0 | 0.07 | 0 | 0.568
| 0.528 | 0 | 0.445 | 0 | 0.192 | 0 | 0.065 | 0 | 0.532
| 0.528 | 0 | 0.415 | 0 | 0.127 | 0 | 0.06 | 0 | 0.491
| 0.528 | 0 | 0.415 | 0 | 0.082 | 0 | 0.057 | 0 | 0.448
| 0.528 | 0 | 0.426 | 0 | 0.05 | 0 | 0.057 | 0 | 0.416
| 0.528 | 0 | 0.411 | 0 | 0.034 | 0 | 0.06 | 0 | 0.358
| 0.528 | 0 | 0.432 | 0 | 0.022 | 0 | 0.068 | 0 | 0.335
| 0.528 | 0 | 0.423 | 0 | 0.025 | 0 | 0.075 | 0 | 0.323
| 0.528 | 0 | 0.411 | 0 | 0.041 | 0 | 0.077 | 0 | 0.286
| 0.528 | 0 | 0.392 | 0 | 0.055 | 0 | 0.076 | 0 | 0.245
| 0.528 | 0 | 0.374 | 0 | 0.064 | 0 | 0.071 | 0 | 0.22
| 0.528 | 0 | 0.351 | 0 | 0.095 | 0 | 0.066 | 0 | 0.212
| 0.528 | 0.015 | 0.297 | 0.081 | 0.115 | 0 | 0.054 | 0.008 | 0.209
| 0.528 | 0.082 | 0.283 | 0.239 | 0.097 | 0.199 | 0.048 | 0.162 | 0.195
| 0.528 | 0.156 | 0.263 | 0.424 | 0.019 | 0.467 | 0.047 | 0.393 | 0.163
| 0.528 | 0.212 | 0.243 | 0.523 | 0.004 | 0.668 | 0.042 | 0.591 | 0.141
| 0.528 | 0.23 | 0.217 | 0.552 | 0.003 | 0.789 | 0.02 | 0.727 | 0.133
| 0.528 | 0.229 | 0.205 | 0.487 | 0.011 | 0.839 | 0.03 | 0.753 | 0.115
| 0.528 | 0.197 | 0.204 | 0.421 | 0.022 | 0.821 | 0.051 | 0.662 | 0.091
| 0.528 | 0.157 | 0.21 | 0.266 | 0.03 | 0.736 | 0.065 | 0.533 | 0.071
| 0.528 | 0.094 | 0.205 | 0.13 | 0.025 | 0.585 | 0.068 | 0.362 | 0.054
| 0.528 | 0.031 | 0.162 | 0.034 | 0.014 | 0.36 | 0.068 | 0.174 | 0.041
| 0.528 | 0 | 0.13 | 0 | 0.027 | 0.1 | 0.105 | 0.03 | 0.043
| 0.528 | 0 | 0.135 | 0 | 0.053 | 0 | 0.141 | 0 | 0.046
| 0.528 | 0 | 0.118 | 0 | 0.061 | 0 | 0.132 | 0 | 0.039
| 0.528 | 0 | 0.099 | 0 | 0.046 | 0 | 0.096 | 0 | 0.029
| 0.528 | 0 | 0.072 | 0 | 0.031 | 0 | 0.062 | 0 | 0.023
| 0.528 | 0 | 0.055 | 0 | 0.022 | 0 | 0.038 | 0 | 0.018
| 0.528 | 0 | 0.043 | 0 | 0.022 | 0 | 0.026 | 0 | 0.013
| 0.528 | 0 | 0.032 | 0 | 0.025 | 0 | 0.019 | 0 | 0.008
| 0.528 | 0 | 0.021 | 0 | 0.017 | 0 | 0.019 | 0 | 0.007
| 0.528 | 0 | 0.015 | 0 | 0.012 | 0 | 0.018 | 0 | 0.006
| 0.528 | 0 | 0.008 | 0 | 0.01 | 0 | 0.016 | 0 | 0.005
| 0.528 | 0 | 0.004 | 0 | 0.008 | 0 | 0.014 | 0 | 0.005
| 0.528 | 0 | 0.002 | 0 | 0.006 | 0 | 0.013 | 0 | 0.003
| 0.528 | 0 | 0 | 0 | 0.004 | 0 | 0.014 | 0 | 0.003
| 0.528 | 0.052 | 0 | 0.015 | 0.003 | 0 | 0.009 | 0.02 | 0.002
| 0.528 | 0.201 | 0 | 0.073 | 0 | 0.164 | 0.005 | 0.229 | 0.002
| 0.528 | 0.419 | 0 | 0.145 | 0 | 0.435 | 0.004 | 0.47 | 0.002
| 0.528 | 0.545 | 0 | 0.214 | 0 | 0.647 | 0.002 | 0.661 | 0.001
| 0.528 | 0.545 | 0 | 0.246 | 0 | 0.771 | 0 | 0.782 | 0.003
| 0.528 | 0.49 | 0 | 0.224 | 0 | 0.823 | 0 | 0.809 | 0.002
| 0.528 | 0.366 | 0 | 0.2 | 0 | 0.806 | 0.004 | 0.76 | 0.001
| 0.528 | 0.269 | 0 | 0.17 | 0 | 0.727 | 0.007 | 0.657 | 0.001
| 0.528 | 0.159 | 0 | 0.108 | 0 | 0.58 | 0.008 | 0.464 | 0.001
| 0.528 | 0.062 | 0 | 0.05 | 0 | 0.361 | 0.008 | 0.263 | 0.001
| 0.528 | 0.003 | 0 | 0.001 | 0 | 0.11 | 0.009 | 0.068 | 0.003
| 0.528 | 0 | 0.001 | 0 | 0 | 0 | 0.009 | 0 | 0.006
| 0.528 | 0 | 0.003 | 0 | 0.001 | 0 | 0.006 | 0 | 0.007
| 0.528 | 0 | 0.005 | 0 | 0.01 | 0 | 0.003 | 0 | 0.008
| 0.528 | 0 | 0.005 | 0 | 0.037 | 0 | 0.003 | 0 | 0.011
| 0.528 | 0 | 0.003 | 0 | 0.066 | 0 | 0.002 | 0 | 0.015
| 0.528 | 0 | 0.002 | 0 | 0.084 | 0 | 0.002 | 0 | 0.02
| 0.528 | 0 | 0.002 | 0 | 0.089 | 0 | 0.002 | 0 | 0.027
| 0.528 | 0 | 0.002 | 0 | 0.089 | 0 | 0.004 | 0 | 0.034
| 0.528 | 0 | 0.001 | 0 | 0.085 | 0 | 0.006 | 0 | 0.048
| 0.528 | 0 | 0.001 | 0 | 0.067 | 0 | 0.007 | 0 | 0.058
| 0.528 | 0 | 0.001 | 0 | 0.044 | 0 | 0.008 | 0 | 0.082
| 0.528 | 0 | 0.001 | 0 | 0.027 | 0 | 0.01 | 0 | 0.111
| 0.528 | 0 | 0.002 | 0 | 0.015 | 0 | 0.014 | 0 | 0.133
| 0.528 | 0.102 | 0.003 | 0.115 | 0.007 | 0 | 0.01 | 0.038 | 0.137
| 0.528 | 0.325 | 0.002 | 0.363 | 0.004 | 0.131 | 0.009 | 0.31 | 0.133
| 0.528 | 0.545 | 0 | 0.575 | 0 | 0.424 | 0.009 | 0.562 | 0.137
| 0.528 | 0.693 | 0 | 0.714 | 0 | 0.657 | 0.005 | 0.737 | 0.122
| 0.528 | 0.734 | 0.005 | 0.782 | 0 | 0.782 | 0.002 | 0.841 | 0.134
| 0.528 | 0.612 | 0.008 | 0.759 | 0 | 0.832 | 0.002 | 0.876 | 0.233
| 0.528 | 0.464 | 0.016 | 0.658 | 0 | 0.814 | 0.004 | 0.845 | 0.229
| 0.528 | 0.371 | 0.032 | 0.524 | 0 | 0.731 | 0.012 | 0.75 | 0.205
| 0.528 | 0.233 | 0.05 | 0.358 | 0.003 | 0.585 | 0.021 | 0.587 | 0.189
| 0.528 | 0.087 | 0.055 | 0.151 | 0.028 | 0.376 | 0.025 | 0.351 | 0.193
| 0.528 | 0.004 | 0.094 | 0.007 | 0.102 | 0.122 | 0.041 | 0.091 | 0.243
| 0.528 | 0 | 0.155 | 0 | 0.187 | 0 | 0.047 | 0 | 0.303
| 0.528 | 0 | 0.167 | 0 | 0.265 | 0 | 0.048 | 0 | 0.342
| 0.528 | 0 | 0.153 | 0 | 0.312 | 0 | 0.047 | 0 | 0.367
| 0.528 | 0 | 0.134 | 0 | 0.291 | 0 | 0.046 | 0 | 0.401
| 0.528 | 0 | 0.113 | 0 | 0.234 | 0 | 0.044 | 0 | 0.415
| 0.528 | 0 | 0.099 | 0 | 0.18 | 0 | 0.041 | 0 | 0.392
| 0.528 | 0 | 0.08 | 0 | 0.138 | 0 | 0.037 | 0 | 0.373
| 0.528 | 0 | 0.076 | 0 | 0.097 | 0 | 0.038 | 0 | 0.375
| 0.528 | 0 | 0.072 | 0 | 0.067 | 0 | 0.036 | 0 | 0.376
| 0.528 | 0 | 0.076 | 0 | 0.061 | 0 | 0.032 | 0 | 0.364
| 0.528 | 0 | 0.083 | 0 | 0.07 | 0 | 0.029 | 0 | 0.348
| 0.528 | 0 | 0.086 | 0 | 0.076 | 0 | 0.028 | 0 | 0.334
| 0.528 | 0 | 0.088 | 0 | 0.069 | 0 | 0.03 | 0 | 0.27
| 0.528 | 0.091 | 0.079 | 0.127 | 0.058 | 0.003 | 0.031 | 0.028 | 0.235
| 0.528 | 0.286 | 0.045 | 0.371 | 0.033 | 0.207 | 0.029 | 0.205 | 0.202
| 0.528 | 0.487 | 0.045 | 0.582 | 0.002 | 0.47 | 0.027 | 0.405 | 0.158
| 0.528 | 0.596 | 0.103 | 0.715 | 0.001 | 0.665 | 0.017 | 0.583 | 0.144
| 0.528 | 0.614 | 0.111 | 0.787 | 0.006 | 0.787 | 0.007 | 0.692 | 0.13
| 0.528 | 0.537 | 0.109 | 0.785 | 0.026 | 0.837 | 0.009 | 0.695 | 0.114
| 0.528 | 0.462 | 0.101 | 0.703 | 0.048 | 0.817 | 0.017 | 0.666 | 0.094
| 0.528 | 0.32 | 0.09 | 0.531 | 0.06 | 0.736 | 0.027 | 0.552 | 0.078
| 0.528 | 0.174 | 0.077 | 0.31 | 0.061 | 0.588 | 0.031 | 0.383 | 0.063
| 0.528 | 0.054 | 0.054 | 0.112 | 0.095 | 0.362 | 0.033 | 0.177 | 0.047
| 0.528 | 0.001 | 0.036 | 0.005 | 0.18 | 0.118 | 0.045 | 0.037 | 0.049
| 0.528 | 0 | 0.041 | 0 | 0.294 | 0 | 0.051 | 0 | 0.061
| 0.528 | 0 | 0.027 | 0 | 0.343 | 0 | 0.055 | 0 | 0.052
| 0.528 | 0 | 0.013 | 0 | 0.277 | 0 | 0.056 | 0 | 0.041
| 0.528 | 0 | 0.005 | 0 | 0.182 | 0 | 0.052 | 0 | 0.034
| 0.528 | 0 | 0.001 | 0 | 0.099 | 0 | 0.043 | 0 | 0.025
| 0.528 | 0 | 0 | 0 | 0.057 | 0 | 0.034 | 0 | 0.021
| 0.528 | 0 | 0 | 0 | 0.028 | 0 | 0.027 | 0 | 0.02
| 0.528 | 0 | 0.002 | 0 | 0.006 | 0 | 0.022 | 0 | 0.023
| 0.528 | 0 | 0.035 | 0 | 0.002 | 0 | 0.019 | 0 | 0.026
| 0.528 | 0 | 0.097 | 0 | 0.015 | 0 | 0.019 | 0 | 0.032
| 0.528 | 0 | 0.133 | 0 | 0.038 | 0 | 0.018 | 0 | 0.042
| 0.528 | 0 | 0.167 | 0 | 0.047 | 0 | 0.016 | 0 | 0.049
| 0.528 | 0 | 0.183 | 0 | 0.035 | 0 | 0.014 | 0 | 0.062
| 0.528 | 0.053 | 0.147 | 0.044 | 0.013 | 0.002 | 0.016 | 0.001 | 0.077
| 0.528 | 0.231 | 0.063 | 0.165 | 0.001 | 0.114 | 0.02 | 0.026 | 0.078
| 0.528 | 0.317 | 0.018 | 0.307 | 0 | 0.259 | 0.018 | 0.071 | 0.082
| 0.528 | 0.248 | 0.017 | 0.425 | 0 | 0.386 | 0.008 | 0.105 | 0.093
| 0.528 | 0.227 | 0.016 | 0.476 | 0 | 0.52 | 0.009 | 0.136 | 0.099
| 0.528 | 0.247 | 0.009 | 0.439 | 0.001 | 0.546 | 0.014 | 0.129 | 0.121
| 0.528 | 0.218 | 0.01 | 0.337 | 0.006 | 0.451 | 0.025 | 0.116 | 0.145
| 0.528 | 0.121 | 0.008 | 0.242 | 0.018 | 0.374 | 0.05 | 0.101 | 0.149
| 0.528 | 0.057 | 0.005 | 0.158 | 0.041 | 0.197 | 0.068 | 0.066 | 0.132
| 0.528 | 0.019 | 0.01 | 0.043 | 0.046 | 0.072 | 0.08 | 0.033 | 0.133
| 0.528 | 0 | 0.032 | 0 | 0.086 | 0.011 | 0.088 | 0.004 | 0.133
| 0.528 | 0 | 0.063 | 0 | 0.107 | 0 | 0.118 | 0 | 0.135
| 0.528 | 0 | 0.103 | 0 | 0.097 | 0 | 0.135 | 0 | 0.118
| 0.528 | 0 | 0.176 | 0 | 0.08 | 0 | 0.132 | 0 | 0.078
| 0.528 | 0 | 0.22 | 0 | 0.073 | 0 | 0.118 | 0 | 0.058
| 0.528 | 0 | 0.289 | 0 | 0.082 | 0 | 0.068 | 0 | 0.037
| 0.528 | 0 | 0.561 | 0 | 0.086 | 0 | 0.019 | 0 | 0.059
| 0.528 | 0 | 0.796 | 0 | 0.086 | 0 | 0.027 | 0 | 0.073
| 0.528 | 0 | 0.865 | 0 | 0.068 | 0 | 0.032 | 0 | 0.104
| 0.528 | 0 | 0.862 | 0 | 0.043 | 0 | 0.036 | 0 | 0.105
| 0.528 | 0 | 0.809 | 0 | 0.028 | 0 | 0.042 | 0 | 0.083
| 0.528 | 0 | 0.72 | 0 | 0.016 | 0 | 0.044 | 0 | 0.082
| 0.528 | 0 | 0.626 | 0 | 0.015 | 0 | 0.06 | 0 | 0.086
| 0.528 | 0 | 0.488 | 0 | 0.019 | 0 | 0.08 | 0 | 0.093
| 0.528 | 0.025 | 0.43 | 0.034 | 0.014 | 0 | 0.14 | 0.009 | 0.092
| 0.528 | 0.082 | 0.396 | 0.154 | 0 | 0.017 | 0.223 | 0.079 | 0.087
| 0.528 | 0.159 | 0.322 | 0.314 | 0 | 0.054 | 0.225 | 0.182 | 0.07
| 0.528 | 0.208 | 0.276 | 0.455 | 0 | 0.098 | 0.179 | 0.257 | 0.061
| 0.528 | 0.233 | 0.226 | 0.514 | 0.001 | 0.134 | 0.144 | 0.308 | 0.073
| 0.528 | 0.222 | 0.179 | 0.498 | 0.005 | 0.172 | 0.169 | 0.3 | 0.074
| 0.528 | 0.204 | 0.156 | 0.461 | 0.021 | 0.2 | 0.27 | 0.281 | 0.073
| 0.528 | 0.116 | 0.151 | 0.319 | 0.038 | 0.203 | 0.376 | 0.216 | 0.066
| 0.528 | 0.061 | 0.165 | 0.177 | 0.045 | 0.168 | 0.377 | 0.118 | 0.054
| 0.528 | 0.021 | 0.251 | 0.057 | 0.045 | 0.108 | 0.328 | 0.051 | 0.058
| 0.528 | 0 | 0.364 | 0.001 | 0.053 | 0.034 | 0.307 | 0.009 | 0.069
| 0.528 | 0 | 0.408 | 0 | 0.041 | 0 | 0.294 | 0 | 0.119
| 0.528 | 0 | 0.422 | 0 | 0.039 | 0 | 0.239 | 0 | 0.19
| 0.528 | 0 | 0.43 | 0 | 0.051 | 0 | 0.234 | 0 | 0.21
| 0.528 | 0 | 0.431 | 0 | 0.041 | 0 | 0.196 | 0 | 0.221
| 0.528 | 0 | 0.437 | 0 | 0.037 | 0 | 0.133 | 0 | 0.235
| 0.528 | 0 | 0.487 | 0 | 0.045 | 0 | 0.094 | 0 | 0.196
| 0.528 | 0 | 0.448 | 0 | 0.045 | 0 | 0.075 | 0 | 0.157
| 0.528 | 0 | 0.454 | 0 | 0.035 | 0 | 0.102 | 0 | 0.136
| 0.528 | 0 | 0.479 | 0 | 0.03 | 0 | 0.185 | 0 | 0.119
| 0.528 | 0 | 0.535 | 0 | 0.03 | 0 | 0.209 | 0 | 0.122
| 0.528 | 0 | 0.623 | 0 | 0.035 | 0 | 0.2 | 0 | 0.111
| 0.528 | 0 | 0.657 | 0 | 0.054 | 0 | 0.192 | 0 | 0.107
| 0.528 | 0 | 0.664 | 0 | 0.072 | 0 | 0.193 | 0 | 0.105
| 0.528 | 0.097 | 0.636 | 0.02 | 0.06 | 0 | 0.201 | 0.007 | 0.101
| 0.528 | 0.241 | 0.59 | 0.089 | 0.053 | 0.037 | 0.221 | 0.052 | 0.103
| 0.528 | 0.354 | 0.619 | 0.164 | 0.035 | 0.111 | 0.219 | 0.109 | 0.1
| 0.528 | 0.396 | 0.648 | 0.23 | 0.022 | 0.189 | 0.201 | 0.169 | 0.101
| 0.528 | 0.423 | 0.63 | 0.329 | 0.007 | 0.265 | 0.218 | 0.288 | 0.148
| 0.528 | 0.406 | 0.598 | 0.364 | 0.001 | 0.325 | 0.255 | 0.349 | 0.167
| 0.528 | 0.346 | 0.596 | 0.351 | 0 | 0.32 | 0.272 | 0.322 | 0.185
| 0.528 | 0.255 | 0.61 | 0.255 | 0 | 0.32 | 0.347 | 0.236 | 0.162
| 0.528 | 0.151 | 0.633 | 0.13 | 0.001 | 0.247 | 0.398 | 0.118 | 0.12
| 0.528 | 0.061 | 0.646 | 0.05 | 0.004 | 0.147 | 0.444 | 0.054 | 0.109
| 0.528 | 0.004 | 0.642 | 0.003 | 0.008 | 0.047 | 0.461 | 0.012 | 0.101
| 0.528 | 0 | 0.606 | 0 | 0.004 | 0 | 0.415 | 0 | 0.074
| 0.528 | 0 | 0.541 | 0 | 0.001 | 0 | 0.373 | 0 | 0.046
| 0.528 | 0 | 0.494 | 0 | 0.001 | 0 | 0.337 | 0 | 0.033
| 0.528 | 0 | 0.476 | 0 | 0.005 | 0 | 0.318 | 0 | 0.023
| 0.528 | 0 | 0.416 | 0 | 0.005 | 0 | 0.314 | 0 | 0.021
| 0.528 | 0 | 0.404 | 0 | 0.003 | 0 | 0.32 | 0 | 0.018
| 0.528 | 0 | 0.372 | 0 | 0.002 | 0 | 0.312 | 0 | 0.013
| 0.528 | 0 | 0.363 | 0 | 0.001 | 0 | 0.316 | 0 | 0.018
| 0.528 | 0 | 0.332 | 0 | 0.002 | 0 | 0.278 | 0 | 0.024
| 0.528 | 0 | 0.296 | 0 | 0.007 | 0 | 0.236 | 0 | 0.019
| 0.528 | 0 | 0.294 | 0 | 0.023 | 0 | 0.206 | 0 | 0.013
| 0.528 | 0 | 0.27 | 0 | 0.054 | 0 | 0.185 | 0 | 0.01
| 0.528 | 0 | 0.251 | 0 | 0.094 | 0 | 0.178 | 0 | 0.008
| 0.528 | 0.061 | 0.167 | 0.051 | 0.122 | 0.003 | 0.188 | 0.009 | 0.008
| 0.528 | 0.204 | 0.184 | 0.17 | 0.178 | 0.088 | 0.171 | 0.075 | 0.007
| 0.528 | 0.403 | 0.135 | 0.335 | 0.237 | 0.225 | 0.119 | 0.159 | 0.007
| 0.528 | 0.561 | 0.2 | 0.485 | 0.203 | 0.341 | 0.065 | 0.244 | 0.006
| 0.528 | 0.675 | 0.22 | 0.544 | 0.27 | 0.416 | 0.131 | 0.29 | 0.022
| 0.528 | 0.725 | 0.245 | 0.557 | 0.329 | 0.458 | 0.247 | 0.395 | 0.046
| 0.528 | 0.699 | 0.261 | 0.514 | 0.289 | 0.462 | 0.26 | 0.471 | 0.063
| 0.528 | 0.587 | 0.251 | 0.401 | 0.243 | 0.416 | 0.261 | 0.361 | 0.065
| 0.528 | 0.379 | 0.268 | 0.295 | 0.194 | 0.333 | 0.257 | 0.3 | 0.059
| 0.528 | 0.168 | 0.315 | 0.133 | 0.12 | 0.132 | 0.245 | 0.145 | 0.058
| 0.528 | 0.017 | 0.376 | 0.012 | 0.106 | 0.025 | 0.251 | 0.044 | 0.055
| 0.528 | 0 | 0.398 | 0 | 0.146 | 0 | 0.316 | 0 | 0.044
| 0.528 | 0 | 0.425 | 0 | 0.177 | 0 | 0.442 | 0 | 0.048
| 0.528 | 0 | 0.38 | 0 | 0.19 | 0 | 0.62 | 0 | 0.073
| 0.528 | 0 | 0.362 | 0 | 0.162 | 0 | 0.785 | 0 | 0.102
| 0.528 | 0 | 0.357 | 0 | 0.227 | 0 | 0.859 | 0 | 0.135
| 0.528 | 0 | 0.306 | 0 | 0.338 | 0 | 0.838 | 0 | 0.173
| 0.528 | 0 | 0.261 | 0 | 0.338 | 0 | 0.831 | 0 | 0.217
| 0.528 | 0 | 0.261 | 0 | 0.458 | 0 | 0.7 | 0 | 0.27
| 0.528 | 0 | 0.27 | 0 | 0.464 | 0 | 0.484 | 0 | 0.316
| 0.528 | 0 | 0.293 | 0 | 0.484 | 0 | 0.313 | 0 | 0.413
| 0.528 | 0 | 0.313 | 0 | 0.516 | 0 | 0.186 | 0 | 0.481
| 0.528 | 0 | 0.343 | 0 | 0.472 | 0 | 0.112 | 0 | 0.459
| 0.528 | 0 | 0.367 | 0 | 0.413 | 0 | 0.062 | 0 | 0.542
| 0.528 | 0.06 | 0.367 | 0.026 | 0.307 | 0.001 | 0.074 | 0.001 | 0.519
| 0.528 | 0.248 | 0.346 | 0.068 | 0.227 | 0.034 | 0.082 | 0.022 | 0.593
| 0.528 | 0.453 | 0.531 | 0.115 | 0.186 | 0.075 | 0.076 | 0.051 | 0.661
| 0.528 | 0.535 | 0.71 | 0.142 | 0.179 | 0.129 | 0.063 | 0.085 | 0.59
| 0.528 | 0.458 | 0.773 | 0.158 | 0.226 | 0.215 | 0.077 | 0.12 | 0.616
| 0.528 | 0.416 | 0.809 | 0.146 | 0.238 | 0.281 | 0.279 | 0.125 | 0.637
| 0.528 | 0.347 | 0.837 | 0.141 | 0.297 | 0.281 | 0.523 | 0.121 | 0.535
| 0.528 | 0.244 | 0.869 | 0.127 | 0.396 | 0.27 | 0.542 | 0.103 | 0.588
| 0.528 | 0.146 | 0.889 | 0.094 | 0.437 | 0.164 | 0.479 | 0.068 | 0.672
| 0.528 | 0.081 | 0.896 | 0.05 | 0.469 | 0.081 | 0.337 | 0.036 | 0.676
| 0.528 | 0.009 | 0.894 | 0.005 | 0.485 | 0.02 | 0.211 | 0.007 | 0.683
| 0.528 | 0 | 0.884 | 0 | 0.507 | 0 | 0.138 | 0 | 0.654
| 0.528 | 0 | 0.889 | 0 | 0.528 | 0 | 0.117 | 0 | 0.679
| 0.528 | 0 | 0.904 | 0 | 0.504 | 0 | 0.133 | 0 | 0.705
| 0.528 | 0 | 0.922 | 0 | 0.499 | 0 | 0.139 | 0 | 0.718
| 0.528 | 0 | 0.917 | 0 | 0.513 | 0 | 0.137 | 0 | 0.725
| 0.528 | 0 | 0.91 | 0 | 0.552 | 0 | 0.129 | 0 | 0.73
| 0.528 | 0 | 0.905 | 0 | 0.58 | 0 | 0.113 | 0 | 0.746
| 0.528 | 0 | 0.889 | 0 | 0.601 | 0 | 0.108 | 0 | 0.748
| 0.528 | 0 | 0.871 | 0 | 0.586 | 0 | 0.088 | 0 | 0.704
| 0.528 | 0 | 0.842 | 0 | 0.56 | 0 | 0.055 | 0 | 0.676
| 0.528 | 0 | 0.809 | 0 | 0.533 | 0 | 0.037 | 0 | 0.682
| 0.528 | 0 | 0.785 | 0 | 0.51 | 0 | 0.038 | 0 | 0.571
| 0.528 | 0.001 | 0.789 | 0 | 0.513 | 0 | 0.044 | 0 | 0.431
| 0.528 | 0.11 | 0.787 | 0.017 | 0.441 | 0.006 | 0.061 | 0.002 | 0.358
| 0.528 | 0.353 | 0.8 | 0.053 | 0.405 | 0.093 | 0.082 | 0.023 | 0.423
| 0.528 | 0.541 | 0.85 | 0.091 | 0.402 | 0.212 | 0.09 | 0.057 | 0.414
| 0.528 | 0.605 | 0.889 | 0.141 | 0.362 | 0.361 | 0.079 | 0.137 | 0.41
| 0.528 | 0.51 | 0.918 | 0.227 | 0.311 | 0.44 | 0.179 | 0.25 | 0.45
| 0.528 | 0.405 | 0.918 | 0.364 | 0.261 | 0.381 | 0.342 | 0.401 | 0.444
| 0.528 | 0.355 | 0.944 | 0.253 | 0.284 | 0.331 | 0.516 | 0.436 | 0.374
| 0.528 | 0.351 | 0.957 | 0.163 | 0.534 | 0.322 | 0.633 | 0.375 | 0.27
| 0.528 | 0.254 | 0.962 | 0.066 | 0.791 | 0.27 | 0.631 | 0.235 | 0.151
| 0.528 | 0.129 | 0.955 | 0.023 | 0.766 | 0.174 | 0.55 | 0.121 | 0.097
| 0.528 | 0.015 | 0.942 | 0.003 | 0.893 | 0.065 | 0.492 | 0.035 | 0.096
| 0.528 | 0 | 0.913 | 0 | 0.884 | 0.001 | 0.442 | 0 | 0.077
| 0.528 | 0 | 0.872 | 0 | 0.828 | 0 | 0.358 | 0 | 0.044
| 0.528 | 0 | 0.801 | 0 | 0.831 | 0 | 0.303 | 0 | 0.032
| 0.528 | 0 | 0.71 | 0 | 0.836 | 0 | 0.233 | 0 | 0.025
| 0.528 | 0 | 0.627 | 0 | 0.717 | 0 | 0.137 | 0 | 0.019
| 0.528 | 0 | 0.523 | 0 | 0.67 | 0 | 0.09 | 0 | 0.01
| 0.528 | 0 | 0.507 | 0 | 0.672 | 0 | 0.057 | 0 | 0.006
| 0.528 | 0 | 0.447 | 0 | 0.638 | 0 | 0.045 | 0 | 0.005
| 0.528 | 0 | 0.358 | 0 | 0.644 | 0 | 0.051 | 0 | 0.003
| 0.528 | 0 | 0.316 | 0 | 0.644 | 0 | 0.07 | 0 | 0.002
| 0.528 | 0 | 0.311 | 0 | 0.647 | 0 | 0.079 | 0 | 0.003
| 0.528 | 0 | 0.272 | 0 | 0.642 | 0 | 0.078 | 0 | 0.002
| 0.528 | 0.001 | 0.207 | 0.002 | 0.632 | 0 | 0.071 | 0 | 0.002
| 0.528 | 0.055 | 0.148 | 0.139 | 0.545 | 0.002 | 0.075 | 0.006 | 0.003
| 0.528 | 0.15 | 0.106 | 0.355 | 0.42 | 0.062 | 0.08 | 0.071 | 0.007
| 0.528 | 0.275 | 0.074 | 0.538 | 0.329 | 0.212 | 0.065 | 0.185 | 0.005
| 0.528 | 0.394 | 0.072 | 0.662 | 0.343 | 0.344 | 0.065 | 0.243 | 0.011
| 0.528 | 0.448 | 0.072 | 0.733 | 0.339 | 0.431 | 0.126 | 0.268 | 0.025
| 0.528 | 0.492 | 0.081 | 0.742 | 0.279 | 0.449 | 0.142 | 0.245 | 0.032
| 0.528 | 0.476 | 0.113 | 0.689 | 0.191 | 0.467 | 0.139 | 0.193 | 0.037
| 0.528 | 0.363 | 0.144 | 0.569 | 0.113 | 0.4 | 0.133 | 0.141 | 0.037
| 0.528 | 0.231 | 0.126 | 0.407 | 0.05 | 0.27 | 0.122 | 0.117 | 0.037
| 0.528 | 0.099 | 0.112 | 0.169 | 0.031 | 0.143 | 0.11 | 0.08 | 0.037
| 0.528 | 0.013 | 0.119 | 0.02 | 0.02 | 0.049 | 0.126 | 0.021 | 0.041
| 0.528 | 0 | 0.128 | 0 | 0.006 | 0.001 | 0.146 | 0 | 0.056
| 0.528 | 0 | 0.104 | 0 | 0.001 | 0 | 0.134 | 0 | 0.068
| 0.528 | 0 | 0.076 | 0 | 0.001 | 0 | 0.107 | 0 | 0.083
| 0.528 | 0 | 0.054 | 0 | 0.003 | 0 | 0.069 | 0 | 0.083
| 0.528 | 0 | 0.045 | 0 | 0.003 | 0 | 0.079 | 0 | 0.136
| 0.528 | 0 | 0.044 | 0 | 0.002 | 0 | 0.092 | 0 | 0.149
| 0.528 | 0 | 0.028 | 0 | 0.001 | 0 | 0.087 | 0 | 0.163
| 0.528 | 0 | 0.022 | 0 | 0.002 | 0 | 0.071 | 0 | 0.152
| 0.528 | 0 | 0.032 | 0 | 0.042 | 0 | 0.067 | 0 | 0.11
| 0.528 | 0 | 0.054 | 0 | 0.185 | 0 | 0.066 | 0 | 0.087
| 0.528 | 0 | 0.065 | 0 | 0.249 | 0 | 0.064 | 0 | 0.036
| 0.528 | 0 | 0.077 | 0 | 0.229 | 0 | 0.063 | 0 | 0.029
| 0.528 | 0 | 0.107 | 0 | 0.208 | 0 | 0.058 | 0 | 0.042
| 0.528 | 0.02 | 0.105 | 0.023 | 0.152 | 0.006 | 0.052 | 0.012 | 0.054
| 0.528 | 0.057 | 0.083 | 0.081 | 0.058 | 0.061 | 0.044 | 0.06 | 0.033
| 0.528 | 0.109 | 0.099 | 0.186 | 0.032 | 0.111 | 0.028 | 0.125 | 0.026
| 0.528 | 0.201 | 0.213 | 0.312 | 0.028 | 0.178 | 0.014 | 0.228 | 0.033
| 0.528 | 0.289 | 0.332 | 0.365 | 0.013 | 0.268 | 0.024 | 0.252 | 0.076
| 0.528 | 0.343 | 0.392 | 0.348 | 0.004 | 0.378 | 0.03 | 0.245 | 0.104
| 0.528 | 0.419 | 0.4 | 0.312 | 0 | 0.517 | 0.054 | 0.177 | 0.113
| 0.528 | 0.442 | 0.396 | 0.256 | 0 | 0.418 | 0.093 | 0.169 | 0.105
| 0.528 | 0.334 | 0.395 | 0.155 | 0 | 0.281 | 0.148 | 0.152 | 0.098
| 0.528 | 0.169 | 0.386 | 0.068 | 0 | 0.17 | 0.229 | 0.122 | 0.097
| 0.528 | 0.022 | 0.358 | 0.011 | 0 | 0.07 | 0.38 | 0.04 | 0.098
| 0.528 | 0 | 0.34 | 0 | 0 | 0.002 | 0.52 | 0 | 0.084
| 0.528 | 0 | 0.32 | 0 | 0 | 0 | 0.513 | 0 | 0.085
| 0.528 | 0 | 0.329 | 0 | 0.001 | 0 | 0.456 | 0 | 0.072
| 0.528 | 0 | 0.361 | 0 | 0.017 | 0 | 0.382 | 0 | 0.063
| 0.528 | 0 | 0.382 | 0 | 0.091 | 0 | 0.316 | 0 | 0.032
| 0.528 | 0 | 0.341 | 0 | 0.216 | 0 | 0.266 | 0 | 0.015
| 0.528 | 0 | 0.306 | 0 | 0.364 | 0 | 0.208 | 0 | 0.01
| 0.528 | 0 | 0.308 | 0 | 0.442 | 0 | 0.179 | 0 | 0.007
| 0.528 | 0 | 0.285 | 0 | 0.403 | 0 | 0.144 | 0 | 0.012
| 0.528 | 0 | 0.296 | 0 | 0.411 | 0 | 0.066 | 0 | 0.021
| 0.528 | 0 | 0.261 | 0 | 0.498 | 0 | 0.026 | 0 | 0.036
| 0.528 | 0 | 0.229 | 0 | 0.516 | 0 | 0.026 | 0 | 0.054
| 0.528 | 0.003 | 0.169 | 0.005 | 0.465 | 0 | 0.017 | 0 | 0.084
| 0.528 | 0.066 | 0.127 | 0.145 | 0.449 | 0.007 | 0.01 | 0.005 | 0.125
| 0.528 | 0.142 | 0.11 | 0.366 | 0.22 | 0.064 | 0.008 | 0.058 | 0.155
| 0.528 | 0.219 | 0.095 | 0.546 | 0.056 | 0.16 | 0.01 | 0.136 | 0.16
| 0.528 | 0.236 | 0.088 | 0.65 | 0.005 | 0.258 | 0.011 | 0.179 | 0.166
| 0.528 | 0.547 | 0.192 | 0.691 | 0 | 0.252 | 0.026 | 0.226 | 0.124
| 0.528 | 0.341 | 0.626 | 0.66 | 0 | 0.248 | 0.037 | 0.233 | 0.078
| 0.528 | 0.194 | 0.656 | 0.539 | 0.012 | 0.259 | 0.038 | 0.21 | 0.061
| 0.528 | 0.153 | 0.633 | 0.174 | 0.08 | 0.262 | 0.029 | 0.182 | 0.048
| 0.528 | 0.137 | 0.635 | 0.093 | 0.142 | 0.207 | 0.02 | 0.126 | 0.038
| 0.528 | 0.061 | 0.628 | 0.05 | 0.17 | 0.11 | 0.012 | 0.077 | 0.025
| 0.528 | 0.009 | 0.625 | 0.008 | 0.202 | 0.037 | 0.013 | 0.027 | 0.029
| 0.528 | 0 | 0.602 | 0 | 0.203 | 0.001 | 0.015 | 0 | 0.043
| 0.528 | 0 | 0.529 | 0 | 0.131 | 0 | 0.018 | 0 | 0.054
| 0.528 | 0 | 0.472 | 0 | 0.085 | 0 | 0.018 | 0 | 0.028
| 0.528 | 0 | 0.464 | 0 | 0.102 | 0 | 0.014 | 0 | 0.017
| 0.528 | 0 | 0.478 | 0 | 0.139 | 0 | 0.011 | 0 | 0.03
| 0.528 | 0 | 0.525 | 0 | 0.137 | 0 | 0.009 | 0 | 0.045
| 0.528 | 0 | 0.542 | 0 | 0.101 | 0 | 0.008 | 0 | 0.054
| 0.528 | 0 | 0.682 | 0 | 0.052 | 0 | 0.004 | 0 | 0.054
| 0.528 | 0 | 0.737 | 0 | 0.02 | 0 | 0.002 | 0 | 0.076
| 0.528 | 0 | 0.765 | 0 | 0.005 | 0 | 0.001 | 0 | 0.09
| 0.528 | 0 | 0.77 | 0 | 0 | 0 | 0 | 0 | 0.089
| 0.528 | 0 | 0.763 | 0 | 0 | 0 | 0 | 0 | 0.084
| 0.528 | 0.005 | 0.74 | 0.003 | 0 | 0 | 0 | 0 | 0.077
| 0.528 | 0.047 | 0.697 | 0.086 | 0 | 0.009 | 0 | 0.01 | 0.069
| 0.528 | 0.079 | 0.678 | 0.231 | 0 | 0.086 | 0.001 | 0.07 | 0.059
| 0.528 | 0.133 | 0.62 | 0.414 | 0 | 0.212 | 0.002 | 0.142 | 0.046
| 0.528 | 0.204 | 0.599 | 0.537 | 0 | 0.358 | 0.002 | 0.221 | 0.061
| 0.528 | 0.276 | 0.561 | 0.62 | 0 | 0.484 | 0.015 | 0.296 | 0.099
| 0.528 | 0.348 | 0.554 | 0.558 | 0.005 | 0.522 | 0.059 | 0.376 | 0.187
| 0.528 | 0.327 | 0.556 | 0.448 | 0.022 | 0.524 | 0.14 | 0.399 | 0.278
| 0.528 | 0.316 | 0.525 | 0.284 | 0.048 | 0.495 | 0.249 | 0.35 | 0.346
| 0.528 | 0.206 | 0.505 | 0.146 | 0.062 | 0.507 | 0.351 | 0.254 | 0.323
| 0.528 | 0.105 | 0.498 | 0.065 | 0.068 | 0.319 | 0.431 | 0.153 | 0.252
| 0.528 | 0.016 | 0.452 | 0.012 | 0.062 | 0.113 | 0.457 | 0.045 | 0.225
| 0.528 | 0 | 0.405 | 0 | 0.041 | 0.008 | 0.467 | 0 | 0.237
| 0.528 | 0 | 0.374 | 0 | 0.023 | 0 | 0.401 | 0 | 0.213
| 0.528 | 0 | 0.372 | 0 | 0.026 | 0 | 0.328 | 0 | 0.146
| 0.528 | 0 | 0.334 | 0 | 0.049 | 0 | 0.28 | 0 | 0.101
| 0.528 | 0 | 0.366 | 0 | 0.101 | 0 | 0.243 | 0 | 0.073
| 0.528 | 0 | 0.412 | 0 | 0.179 | 0 | 0.2 | 0 | 0.049
| 0.528 | 0 | 0.413 | 0 | 0.272 | 0 | 0.155 | 0 | 0.035
| 0.528 | 0 | 0.432 | 0 | 0.414 | 0 | 0.114 | 0 | 0.019
| 0.528 | 0 | 0.423 | 0 | 0.484 | 0 | 0.079 | 0 | 0.014
| 0.528 | 0 | 0.429 | 0 | 0.63 | 0 | 0.059 | 0 | 0.005
| 0.528 | 0 | 0.432 | 0 | 0.71 | 0 | 0.047 | 0 | 0.005
| 0.528 | 0 | 0.494 | 0 | 0.697 | 0 | 0.035 | 0 | 0.004
| 0.528 | 0.004 | 0.444 | 0.003 | 0.626 | 0 | 0.022 | 0 | 0.007
| 0.528 | 0.073 | 0.379 | 0.071 | 0.618 | 0.008 | 0.019 | 0.016 | 0.004
| 0.528 | 0.17 | 0.361 | 0.182 | 0.61 | 0.066 | 0.024 | 0.082 | 0.004
| 0.528 | 0.252 | 0.311 | 0.321 | 0.584 | 0.157 | 0.017 | 0.172 | 0.007
| 0.528 | 0.324 | 0.289 | 0.58 | 0.59 | 0.25 | 0.014 | 0.303 | 0.045
| 0.528 | 0.417 | 0.251 | 0.736 | 0.593 | 0.319 | 0.037 | 0.412 | 0.067
| 0.528 | 0.509 | 0.216 | 0.759 | 0.556 | 0.345 | 0.072 | 0.452 | 0.075
| 0.528 | 0.605 | 0.225 | 0.699 | 0.469 | 0.311 | 0.099 | 0.426 | 0.077
| 0.528 | 0.587 | 0.266 | 0.573 | 0.38 | 0.25 | 0.104 | 0.371 | 0.07
| 0.528 | 0.46 | 0.285 | 0.403 | 0.319 | 0.245 | 0.096 | 0.244 | 0.055
| 0.528 | 0.237 | 0.305 | 0.216 | 0.252 | 0.166 | 0.089 | 0.11 | 0.034
| 0.528 | 0.04 | 0.337 | 0.042 | 0.252 | 0.073 | 0.109 | 0.033 | 0.029
| 0.528 | 0 | 0.352 | 0 | 0.237 | 0.006 | 0.118 | 0 | 0.033
| 0.528 | 0 | 0.374 | 0 | 0.222 | 0 | 0.169 | 0 | 0.036
| 0.528 | 0 | 0.369 | 0 | 0.227 | 0 | 0.148 | 0 | 0.035
| 0.528 | 0 | 0.367 | 0 | 0.269 | 0 | 0.137 | 0 | 0.03
| 0.528 | 0 | 0.379 | 0 | 0.32 | 0 | 0.151 | 0 | 0.033
| 0.528 | 0 | 0.364 | 0 | 0.374 | 0 | 0.126 | 0 | 0.031
| 0.528 | 0 | 0.406 | 0 | 0.413 | 0 | 0.099 | 0 | 0.025
| 0.528 | 0 | 0.414 | 0 | 0.457 | 0 | 0.073 | 0 | 0.022
| 0.528 | 0 | 0.401 | 0 | 0.438 | 0 | 0.049 | 0 | 0.026
| 0.528 | 0 | 0.484 | 0 | 0.536 | 0 | 0.042 | 0 | 0.031
| 0.528 | 0 | 0.464 | 0 | 0.558 | 0 | 0.027 | 0 | 0.034
| 0.528 | 0 | 0.419 | 0 | 0.496 | 0 | 0.018 | 0 | 0.04
| 0.528 | 0.01 | 0.371 | 0.009 | 0.429 | 0 | 0.013 | 0 | 0.063
| 0.528 | 0.134 | 0.309 | 0.139 | 0.332 | 0.008 | 0.008 | 0.007 | 0.134
| 0.528 | 0.315 | 0.196 | 0.348 | 0.151 | 0.048 | 0.004 | 0.036 | 0.214
| 0.528 | 0.468 | 0.155 | 0.537 | 0.107 | 0.107 | 0.003 | 0.075 | 0.267
| 0.528 | 0.462 | 0.179 | 0.663 | 0.101 | 0.173 | 0.008 | 0.116 | 0.282
| 0.528 | 0.407 | 0.221 | 0.717 | 0.07 | 0.213 | 0.032 | 0.141 | 0.297
| 0.528 | 0.379 | 0.289 | 0.709 | 0.045 | 0.207 | 0.078 | 0.154 | 0.278
| 0.528 | 0.327 | 0.305 | 0.633 | 0.005 | 0.19 | 0.105 | 0.144 | 0.201
| 0.528 | 0.248 | 0.271 | 0.488 | 0 | 0.152 | 0.121 | 0.124 | 0.12
| 0.528 | 0.143 | 0.285 | 0.335 | 0.013 | 0.117 | 0.111 | 0.091 | 0.068
| 0.528 | 0.061 | 0.368 | 0.183 | 0.094 | 0.077 | 0.076 | 0.081 | 0.041
| 0.528 | 0.009 | 0.429 | 0.038 | 0.222 | 0.036 | 0.066 | 0.037 | 0.045
| 0.528 | 0 | 0.447 | 0 | 0.354 | 0.003 | 0.062 | 0 | 0.064
| 0.528 | 0 | 0.47 | 0 | 0.364 | 0 | 0.051 | 0 | 0.08
| 0.528 | 0 | 0.491 | 0 | 0.292 | 0 | 0.03 | 0 | 0.074
| 0.528 | 0 | 0.505 | 0 | 0.211 | 0 | 0.018 | 0 | 0.068
| 0.528 | 0 | 0.528 | 0 | 0.133 | 0 | 0.01 | 0 | 0.06
| 0.528 | 0 | 0.552 | 0 | 0.073 | 0 | 0.006 | 0 | 0.059
| 0.528 | 0 | 0.541 | 0 | 0.027 | 0 | 0.005 | 0 | 0.045
| 0.528 | 0 | 0.552 | 0 | 0.007 | 0 | 0.003 | 0 | 0.039
| 0.528 | 0 | 0.541 | 0 | 0.01 | 0 | 0.002 | 0 | 0.038
| 0.528 | 0 | 0.505 | 0 | 0.035 | 0 | 0.003 | 0 | 0.035
| 0.528 | 0 | 0.46 | 0 | 0.077 | 0 | 0.004 | 0 | 0.028
| 0.528 | 0 | 0.367 | 0 | 0.12 | 0 | 0.005 | 0 | 0.022
| 0.528 | 0.012 | 0.284 | 0.001 | 0.121 | 0 | 0.006 | 0 | 0.018
| 0.528 | 0.139 | 0.192 | 0.022 | 0.111 | 0.006 | 0.007 | 0.023 | 0.01
| 0.528 | 0.301 | 0.141 | 0.052 | 0.147 | 0.046 | 0.009 | 0.116 | 0.003
| 0.528 | 0.511 | 0.152 | 0.085 | 0.183 | 0.102 | 0.008 | 0.227 | 0.002
| 0.528 | 0.674 | 0.186 | 0.113 | 0.21 | 0.158 | 0.018 | 0.419 | 0.005
| 0.528 | 0.752 | 0.194 | 0.129 | 0.233 | 0.194 | 0.024 | 0.568 | 0.003
| 0.528 | 0.723 | 0.186 | 0.13 | 0.261 | 0.214 | 0.031 | 0.528 | 0.002
| 0.528 | 0.586 | 0.159 | 0.12 | 0.277 | 0.205 | 0.038 | 0.446 | 0.001
| 0.528 | 0.398 | 0.118 | 0.106 | 0.283 | 0.175 | 0.048 | 0.344 | 0.001
| 0.528 | 0.238 | 0.091 | 0.07 | 0.261 | 0.132 | 0.05 | 0.228 | 0.001
| 0.528 | 0.103 | 0.07 | 0.034 | 0.228 | 0.083 | 0.041 | 0.124 | 0
| 0.528 | 0.018 | 0.095 | 0.006 | 0.22 | 0.036 | 0.028 | 0.043 | 0
| 0.528 | 0 | 0.131 | 0 | 0.214 | 0.003 | 0.037 | 0 | 0
| 0.528 | 0 | 0.158 | 0 | 0.191 | 0 | 0.047 | 0 | 0
| 0.528 | 0 | 0.251 | 0 | 0.168 | 0 | 0.058 | 0 | 0
| 0.528 | 0 | 0.289 | 0 | 0.152 | 0 | 0.061 | 0 | 0
| 0.528 | 0 | 0.257 | 0 | 0.144 | 0 | 0.058 | 0 | 0
| 0.528 | 0 | 0.238 | 0 | 0.157 | 0 | 0.061 | 0 | 0
| 0.528 | 0 | 0.296 | 0 | 0.144 | 0 | 0.046 | 0 | 0
| 0.528 | 0 | 0.283 | 0 | 0.116 | 0 | 0.039 | 0 | 0
| 0.528 | 0 | 0.292 | 0 | 0.093 | 0 | 0.035 | 0 | 0
| 0.528 | 0 | 0.284 | 0 | 0.086 | 0 | 0.031 | 0 | 0
| 0.528 | 0 | 0.276 | 0 | 0.082 | 0 | 0.025 | 0 | 0.001
| 0.528 | 0 | 0.264 | 0 | 0.084 | 0 | 0.018 | 0 | 0.001
| 0.528 | 0.003 | 0.251 | 0.004 | 0.077 | 0 | 0.017 | 0 | 0.002
| 0.528 | 0.047 | 0.249 | 0.057 | 0.101 | 0.037 | 0.014 | 0.028 | 0.002
| 0.528 | 0.117 | 0.231 | 0.131 | 0.101 | 0.198 | 0.014 | 0.112 | 0.003
| 0.528 | 0.188 | 0.203 | 0.209 | 0.088 | 0.395 | 0.013 | 0.216 | 0.002
| 0.528 | 0.251 | 0.172 | 0.281 | 0.076 | 0.574 | 0.016 | 0.331 | 0.001
| 0.528 | 0.285 | 0.145 | 0.324 | 0.065 | 0.692 | 0.02 | 0.389 | 0.001
| 0.528 | 0.289 | 0.128 | 0.339 | 0.055 | 0.761 | 0.019 | 0.434 | 0.001
| 0.528 | 0.267 | 0.118 | 0.318 | 0.048 | 0.775 | 0.021 | 0.433 | 0
| 0.528 | 0.224 | 0.112 | 0.257 | 0.044 | 0.719 | 0.024 | 0.388 | 0
| 0.528 | 0.155 | 0.107 | 0.176 | 0.041 | 0.6 | 0.028 | 0.304 | 0
| 0.528 | 0.081 | 0.097 | 0.092 | 0.035 | 0.426 | 0.032 | 0.193 | 0
| 0.528 | 0.019 | 0.075 | 0.022 | 0.028 | 0.199 | 0.045 | 0.071 | 0
| 0.528 | 0 | 0.083 | 0 | 0.058 | 0.026 | 0.061 | 0.003 | 0
| 0.528 | 0 | 0.096 | 0 | 0.085 | 0 | 0.07 | 0 | 0.001
| 0.528 | 0 | 0.101 | 0 | 0.079 | 0 | 0.069 | 0 | 0.001
| 0.528 | 0 | 0.133 | 0 | 0.061 | 0 | 0.06 | 0 | 0.001
| 0.528 | 0 | 0.124 | 0 | 0.042 | 0 | 0.053 | 0 | 0.001
| 0.528 | 0 | 0.122 | 0 | 0.032 | 0 | 0.045 | 0 | 0.003
| 0.528 | 0 | 0.082 | 0 | 0.029 | 0 | 0.042 | 0 | 0.006
| 0.528 | 0 | 0.099 | 0 | 0.032 | 0 | 0.041 | 0 | 0.009
| 0.528 | 0 | 0.105 | 0 | 0.042 | 0 | 0.042 | 0 | 0.015
| 0.528 | 0 | 0.104 | 0 | 0.058 | 0 | 0.044 | 0 | 0.023
| 0.528 | 0 | 0.109 | 0 | 0.066 | 0 | 0.041 | 0 | 0.03
| 0.528 | 0 | 0.117 | 0 | 0.066 | 0 | 0.038 | 0 | 0.039
| 0.528 | 0.013 | 0.122 | 0.008 | 0.063 | 0 | 0.037 | 0 | 0.046
| 0.528 | 0.117 | 0.088 | 0.085 | 0.049 | 0.058 | 0.036 | 0.049 | 0.058
| 0.528 | 0.263 | 0.065 | 0.235 | 0.009 | 0.278 | 0.035 | 0.179 | 0.058
| 0.528 | 0.37 | 0.098 | 0.425 | 0.007 | 0.508 | 0.026 | 0.347 | 0.071
| 0.528 | 0.441 | 0.093 | 0.571 | 0.009 | 0.688 | 0.017 | 0.47 | 0.1
| 0.528 | 0.481 | 0.08 | 0.561 | 0.015 | 0.805 | 0.028 | 0.54 | 0.119
| 0.528 | 0.469 | 0.07 | 0.486 | 0.021 | 0.848 | 0.043 | 0.555 | 0.128
| 0.528 | 0.412 | 0.065 | 0.377 | 0.028 | 0.839 | 0.058 | 0.535 | 0.126
| 0.528 | 0.346 | 0.068 | 0.301 | 0.038 | 0.764 | 0.07 | 0.488 | 0.122
| 0.528 | 0.239 | 0.078 | 0.214 | 0.046 | 0.6 | 0.079 | 0.39 | 0.125
| 0.528 | 0.127 | 0.084 | 0.129 | 0.051 | 0.374 | 0.09 | 0.247 | 0.132
| 0.528 | 0.035 | 0.084 | 0.034 | 0.076 | 0.154 | 0.094 | 0.09 | 0.163
| 0.528 | 0 | 0.12 | 0 | 0.145 | 0.02 | 0.112 | 0.005 | 0.228
| 0.528 | 0 | 0.134 | 0 | 0.19 | 0 | 0.123 | 0 | 0.289
| 0.528 | 0 | 0.099 | 0 | 0.209 | 0 | 0.108 | 0 | 0.318
| 0.528 | 0 | 0.084 | 0 | 0.22 | 0 | 0.091 | 0 | 0.329
| 0.528 | 0 | 0.08 | 0 | 0.204 | 0 | 0.077 | 0 | 0.325
| 0.528 | 0 | 0.077 | 0 | 0.163 | 0 | 0.059 | 0 | 0.302
| 0.528 | 0 | 0.084 | 0 | 0.128 | 0 | 0.055 | 0 | 0.295
| 0.528 | 0 | 0.099 | 0 | 0.104 | 0 | 0.067 | 0 | 0.294
| 0.528 | 0 | 0.102 | 0 | 0.095 | 0 | 0.078 | 0 | 0.269
| 0.528 | 0 | 0.123 | 0 | 0.1 | 0 | 0.085 | 0 | 0.241
| 0.528 | 0 | 0.114 | 0 | 0.109 | 0 | 0.086 | 0 | 0.221
| 0.528 | 0 | 0.093 | 0 | 0.107 | 0 | 0.084 | 0 | 0.192
| 0.528 | 0.017 | 0.084 | 0.024 | 0.095 | 0 | 0.084 | 0 | 0.157
| 0.528 | 0.133 | 0.032 | 0.213 | 0.055 | 0.045 | 0.058 | 0.116 | 0.124
| 0.528 | 0.3 | 0.048 | 0.447 | 0.039 | 0.235 | 0.035 | 0.352 | 0.095
| 0.528 | 0.448 | 0.088 | 0.639 | 0.009 | 0.497 | 0.016 | 0.567 | 0.061
| 0.528 | 0.561 | 0.087 | 0.765 | 0.008 | 0.703 | 0.011 | 0.727 | 0.07
| 0.528 | 0.62 | 0.083 | 0.828 | 0.002 | 0.817 | 0.016 | 0.822 | 0.065
| 0.528 | 0.581 | 0.078 | 0.819 | 0 | 0.863 | 0.017 | 0.856 | 0.056
| 0.528 | 0.502 | 0.072 | 0.747 | 0 | 0.851 | 0.027 | 0.83 | 0.045
| 0.528 | 0.413 | 0.065 | 0.607 | 0 | 0.781 | 0.041 | 0.746 | 0.033
| 0.528 | 0.272 | 0.054 | 0.43 | 0.001 | 0.653 | 0.048 | 0.588 | 0.024
| 0.528 | 0.151 | 0.038 | 0.199 | 0.006 | 0.469 | 0.047 | 0.325 | 0.017
| 0.528 | 0.04 | 0.03 | 0.053 | 0.019 | 0.242 | 0.041 | 0.099 | 0.011
| 0.528 | 0 | 0.048 | 0 | 0.03 | 0.041 | 0.039 | 0.006 | 0.009
| 0.528 | 0 | 0.038 | 0 | 0.032 | 0 | 0.02 | 0 | 0.008
| 0.528 | 0 | 0.02 | 0 | 0.038 | 0 | 0.013 | 0 | 0.008
| 0.528 | 0 | 0.008 | 0 | 0.059 | 0 | 0.011 | 0 | 0.007
| 0.528 | 0 | 0.002 | 0 | 0.104 | 0 | 0.01 | 0 | 0.007
| 0.528 | 0 | 0.001 | 0 | 0.161 | 0 | 0.012 | 0 | 0.006
| 0.528 | 0 | 0.001 | 0 | 0.188 | 0 | 0.015 | 0 | 0.005
| 0.528 | 0 | 0.001 | 0 | 0.164 | 0 | 0.025 | 0 | 0.005
| 0.528 | 0 | 0.001 | 0 | 0.153 | 0 | 0.034 | 0 | 0.006
| 0.528 | 0 | 0.001 | 0 | 0.154 | 0 | 0.036 | 0 | 0.008
| 0.528 | 0 | 0.003 | 0 | 0.133 | 0 | 0.038 | 0 | 0.011
| 0.528 | 0 | 0.004 | 0 | 0.099 | 0 | 0.042 | 0 | 0.012
| 0.528 | 0.025 | 0.004 | 0.013 | 0.084 | 0 | 0.047 | 0 | 0.013
| 0.528 | 0.163 | 0.004 | 0.076 | 0.088 | 0.058 | 0.036 | 0.11 | 0.014
| 0.528 | 0.34 | 0.002 | 0.151 | 0.033 | 0.257 | 0.02 | 0.35 | 0.017
| 0.528 | 0.488 | 0.012 | 0.23 | 0.044 | 0.48 | 0.012 | 0.57 | 0.017
| 0.528 | 0.544 | 0.03 | 0.299 | 0.101 | 0.65 | 0.01 | 0.735 | 0.024
| 0.528 | 0.529 | 0.036 | 0.303 | 0.121 | 0.765 | 0.01 | 0.826 | 0.038
| 0.528 | 0.483 | 0.037 | 0.304 | 0.14 | 0.82 | 0.012 | 0.854 | 0.051
| 0.528 | 0.422 | 0.047 | 0.291 | 0.144 | 0.834 | 0.027 | 0.827 | 0.042
| 0.528 | 0.353 | 0.063 | 0.276 | 0.141 | 0.78 | 0.051 | 0.706 | 0.031
| 0.528 | 0.241 | 0.074 | 0.22 | 0.121 | 0.645 | 0.068 | 0.526 | 0.027
| 0.528 | 0.13 | 0.057 | 0.142 | 0.087 | 0.466 | 0.069 | 0.266 | 0.025
| 0.528 | 0.043 | 0.088 | 0.046 | 0.095 | 0.23 | 0.063 | 0.094 | 0.029
| 0.528 | 0 | 0.184 | 0 | 0.134 | 0.039 | 0.077 | 0.008 | 0.048
| 0.528 | 0 | 0.255 | 0 | 0.149 | 0 | 0.075 | 0 | 0.072
| 0.528 | 0 | 0.266 | 0 | 0.154 | 0 | 0.071 | 0 | 0.082
| 0.528 | 0 | 0.237 | 0 | 0.136 | 0 | 0.072 | 0 | 0.089
| 0.528 | 0 | 0.211 | 0 | 0.1 | 0 | 0.087 | 0 | 0.106
| 0.528 | 0 | 0.199 | 0 | 0.059 | 0 | 0.118 | 0 | 0.145
| 0.528 | 0 | 0.187 | 0 | 0.027 | 0 | 0.112 | 0 | 0.19
| 0.528 | 0 | 0.176 | 0 | 0.01 | 0 | 0.104 | 0 | 0.262
| 0.528 | 0 | 0.178 | 0 | 0.005 | 0 | 0.146 | 0 | 0.338
| 0.528 | 0 | 0.178 | 0 | 0.008 | 0 | 0.171 | 0 | 0.391
| 0.528 | 0 | 0.163 | 0 | 0.022 | 0 | 0.178 | 0 | 0.431
| 0.528 | 0 | 0.118 | 0 | 0.049 | 0 | 0.213 | 0 | 0.469
| 0.528 | 0.026 | 0.076 | 0.028 | 0.08 | 0 | 0.232 | 0 | 0.53
| 0.528 | 0.163 | 0.04 | 0.205 | 0.07 | 0.069 | 0.198 | 0.034 | 0.54
| 0.528 | 0.359 | 0.067 | 0.454 | 0.025 | 0.283 | 0.147 | 0.088 | 0.535
| 0.528 | 0.61 | 0.123 | 0.651 | 0.011 | 0.51 | 0.11 | 0.163 | 0.566
| 0.528 | 0.698 | 0.139 | 0.774 | 0.021 | 0.689 | 0.158 | 0.27 | 0.583
| 0.528 | 0.741 | 0.152 | 0.837 | 0.034 | 0.798 | 0.264 | 0.343 | 0.59
| 0.528 | 0.695 | 0.171 | 0.843 | 0.029 | 0.842 | 0.41 | 0.341 | 0.577
| 0.528 | 0.591 | 0.167 | 0.791 | 0.029 | 0.811 | 0.514 | 0.269 | 0.568
| 0.528 | 0.469 | 0.152 | 0.682 | 0.033 | 0.73 | 0.566 | 0.195 | 0.556
| 0.528 | 0.311 | 0.143 | 0.515 | 0.03 | 0.539 | 0.578 | 0.131 | 0.529
| 0.528 | 0.139 | 0.149 | 0.29 | 0.032 | 0.338 | 0.574 | 0.079 | 0.506
| 0.528 | 0.032 | 0.157 | 0.076 | 0.063 | 0.153 | 0.574 | 0.033 | 0.503
| 0.528 | 0 | 0.167 | 0 | 0.121 | 0.028 | 0.559 | 0.002 | 0.501
| 0.528 | 0 | 0.144 | 0 | 0.15 | 0 | 0.47 | 0 | 0.492
| 0.528 | 0 | 0.119 | 0 | 0.15 | 0 | 0.453 | 0 | 0.484
| 0.528 | 0 | 0.094 | 0 | 0.14 | 0 | 0.4 | 0 | 0.432
| 0.528 | 0 | 0.074 | 0 | 0.129 | 0 | 0.364 | 0 | 0.387
| 0.528 | 0 | 0.065 | 0 | 0.099 | 0 | 0.302 | 0 | 0.347
| 0.528 | 0 | 0.054 | 0 | 0.044 | 0 | 0.225 | 0 | 0.333
| 0.528 | 0 | 0.048 | 0 | 0.006 | 0 | 0.217 | 0 | 0.332
| 0.528 | 0 | 0.058 | 0 | 0.005 | 0 | 0.217 | 0 | 0.31
| 0.528 | 0 | 0.065 | 0 | 0.068 | 0 | 0.215 | 0 | 0.264
| 0.528 | 0 | 0.084 | 0 | 0.167 | 0 | 0.21 | 0 | 0.229
| 0.528 | 0 | 0.085 | 0 | 0.202 | 0 | 0.193 | 0 | 0.201
| 0.528 | 0.016 | 0.1 | 0.025 | 0.145 | 0 | 0.167 | 0 | 0.208
| 0.528 | 0.103 | 0.132 | 0.167 | 0.059 | 0.052 | 0.135 | 0.068 | 0.189
| 0.528 | 0.188 | 0.201 | 0.328 | 0.031 | 0.206 | 0.102 | 0.227 | 0.153
| 0.528 | 0.26 | 0.261 | 0.483 | 0.059 | 0.39 | 0.09 | 0.429 | 0.158
| 0.528 | 0.335 | 0.313 | 0.618 | 0.091 | 0.554 | 0.109 | 0.551 | 0.217
| 0.528 | 0.395 | 0.365 | 0.641 | 0.118 | 0.655 | 0.213 | 0.54 | 0.288
| 0.528 | 0.413 | 0.416 | 0.572 | 0.141 | 0.704 | 0.367 | 0.506 | 0.365
| 0.528 | 0.371 | 0.459 | 0.463 | 0.165 | 0.711 | 0.528 | 0.424 | 0.377
| 0.528 | 0.317 | 0.513 | 0.402 | 0.186 | 0.624 | 0.628 | 0.411 | 0.376
| 0.528 | 0.216 | 0.538 | 0.281 | 0.186 | 0.488 | 0.698 | 0.349 | 0.395
| 0.528 | 0.118 | 0.517 | 0.158 | 0.142 | 0.325 | 0.7 | 0.243 | 0.411
| 0.528 | 0.034 | 0.558 | 0.055 | 0.147 | 0.148 | 0.679 | 0.11 | 0.444
| 0.528 | 0 | 0.597 | 0 | 0.212 | 0.029 | 0.671 | 0.013 | 0.491
| 0.528 | 0 | 0.59 | 0 | 0.251 | 0 | 0.657 | 0 | 0.55
| 0.528 | 0 | 0.556 | 0 | 0.234 | 0 | 0.615 | 0 | 0.587
| 0.528 | 0 | 0.498 | 0 | 0.214 | 0 | 0.574 | 0 | 0.602
| 0.528 | 0 | 0.495 | 0 | 0.198 | 0 | 0.517 | 0 | 0.608
| 0.528 | 0 | 0.498 | 0 | 0.172 | 0 | 0.459 | 0 | 0.602
| 0.528 | 0 | 0.498 | 0 | 0.142 | 0 | 0.432 | 0 | 0.583
| 0.528 | 0 | 0.544 | 0 | 0.131 | 0 | 0.441 | 0 | 0.544
| 0.528 | 0 | 0.523 | 0 | 0.102 | 0 | 0.439 | 0 | 0.501
| 0.528 | 0 | 0.499 | 0 | 0.061 | 0 | 0.408 | 0 | 0.469
| 0.528 | 0 | 0.463 | 0 | 0.025 | 0 | 0.339 | 0 | 0.44
| 0.528 | 0 | 0.413 | 0 | 0.007 | 0 | 0.287 | 0 | 0.413
| 0.528 | 0.016 | 0.376 | 0.035 | 0.002 | 0 | 0.256 | 0.002 | 0.386
| 0.528 | 0.11 | 0.394 | 0.216 | 0.001 | 0.091 | 0.229 | 0.095 | 0.353
| 0.528 | 0.238 | 0.38 | 0.45 | 0 | 0.329 | 0.192 | 0.267 | 0.314
| 0.528 | 0.352 | 0.35 | 0.639 | 0 | 0.557 | 0.108 | 0.439 | 0.282
| 0.528 | 0.456 | 0.308 | 0.717 | 0 | 0.734 | 0.114 | 0.544 | 0.254
| 0.528 | 0.496 | 0.272 | 0.686 | 0.001 | 0.842 | 0.196 | 0.566 | 0.206
| 0.528 | 0.499 | 0.241 | 0.482 | 0.001 | 0.888 | 0.234 | 0.49 | 0.153
| 0.528 | 0.452 | 0.212 | 0.376 | 0.004 | 0.875 | 0.263 | 0.418 | 0.122
| 0.528 | 0.381 | 0.194 | 0.309 | 0.009 | 0.805 | 0.27 | 0.361 | 0.114
| 0.528 | 0.264 | 0.179 | 0.233 | 0.014 | 0.679 | 0.261 | 0.279 | 0.11
| 0.528 | 0.146 | 0.145 | 0.138 | 0.01 | 0.498 | 0.235 | 0.186 | 0.112
| 0.528 | 0.048 | 0.101 | 0.051 | 0.009 | 0.273 | 0.215 | 0.086 | 0.126
| 0.528 | 0 | 0.138 | 0 | 0.007 | 0.061 | 0.216 | 0.011 | 0.155
| 0.528 | 0 | 0.172 | 0 | 0.002 | 0 | 0.192 | 0 | 0.165
| 0.528 | 0 | 0.182 | 0 | 0 | 0 | 0.138 | 0 | 0.145
| 0.528 | 0 | 0.178 | 0 | 0 | 0 | 0.116 | 0 | 0.133
| 0.528 | 0 | 0.188 | 0 | 0 | 0 | 0.095 | 0 | 0.124
| 0.528 | 0 | 0.172 | 0 | 0 | 0 | 0.082 | 0 | 0.124
| 0.528 | 0 | 0.137 | 0 | 0 | 0 | 0.068 | 0 | 0.131
| 0.528 | 0 | 0.108 | 0 | 0 | 0 | 0.057 | 0 | 0.155
| 0.528 | 0 | 0.114 | 0 | 0 | 0 | 0.049 | 0 | 0.192
| 0.528 | 0 | 0.107 | 0 | 0 | 0 | 0.042 | 0 | 0.212
| 0.528 | 0 | 0.114 | 0 | 0 | 0 | 0.038 | 0 | 0.22
| 0.528 | 0 | 0.101 | 0 | 0 | 0 | 0.037 | 0 | 0.217
| 0.528 | 0.033 | 0.073 | 0.033 | 0.001 | 0 | 0.038 | 0.002 | 0.222
| 0.528 | 0.168 | 0.037 | 0.191 | 0.003 | 0.064 | 0.039 | 0.119 | 0.212
| 0.528 | 0.38 | 0.03 | 0.398 | 0.002 | 0.256 | 0.028 | 0.351 | 0.18
| 0.528 | 0.609 | 0.086 | 0.609 | 0 | 0.512 | 0.015 | 0.571 | 0.159
| 0.528 | 0.72 | 0.096 | 0.748 | 0 | 0.716 | 0.021 | 0.734 | 0.176
| 0.528 | 0.717 | 0.075 | 0.809 | 0 | 0.833 | 0.044 | 0.834 | 0.157
| 0.528 | 0.69 | 0.054 | 0.782 | 0 | 0.879 | 0.077 | 0.854 | 0.127
| 0.528 | 0.63 | 0.041 | 0.697 | 0 | 0.866 | 0.106 | 0.79 | 0.104
| 0.528 | 0.508 | 0.04 | 0.6 | 0 | 0.797 | 0.107 | 0.631 | 0.088
| 0.528 | 0.366 | 0.039 | 0.403 | 0.001 | 0.671 | 0.103 | 0.438 | 0.075
| 0.528 | 0.203 | 0.029 | 0.279 | 0.002 | 0.473 | 0.099 | 0.263 | 0.06
| 0.528 | 0.068 | 0.049 | 0.089 | 0.016 | 0.219 | 0.104 | 0.114 | 0.055
| 0.528 | 0 | 0.13 | 0 | 0.049 | 0.044 | 0.134 | 0.015 | 0.07
| 0.528 | 0 | 0.162 | 0 | 0.066 | 0 | 0.126 | 0 | 0.079
| 0.528 | 0 | 0.14 | 0 | 0.07 | 0 | 0.101 | 0 | 0.076
| 0.528 | 0 | 0.107 | 0 | 0.073 | 0 | 0.084 | 0 | 0.07
| 0.528 | 0 | 0.065 | 0 | 0.088 | 0 | 0.071 | 0 | 0.058
| 0.528 | 0 | 0.04 | 0 | 0.097 | 0 | 0.056 | 0 | 0.05
| 0.528 | 0 | 0.023 | 0 | 0.088 | 0 | 0.045 | 0 | 0.045
| 0.528 | 0 | 0.009 | 0 | 0.045 | 0 | 0.04 | 0 | 0.044
| 0.528 | 0 | 0.003 | 0 | 0.013 | 0 | 0.039 | 0 | 0.049
| 0.528 | 0 | 0.005 | 0 | 0.004 | 0 | 0.041 | 0 | 0.055
| 0.528 | 0 | 0.003 | 0 | 0.003 | 0 | 0.044 | 0 | 0.059
| 0.528 | 0 | 0.002 | 0 | 0.006 | 0 | 0.046 | 0 | 0.058
| 0.528 | 0.04 | 0.002 | 0.045 | 0.016 | 0 | 0.047 | 0.003 | 0.061
| 0.528 | 0.209 | 0 | 0.226 | 0.015 | 0.079 | 0.047 | 0.087 | 0.067
| 0.528 | 0.435 | 0 | 0.434 | 0.001 | 0.299 | 0.03 | 0.269 | 0.07
| 0.528 | 0.659 | 0 | 0.622 | 0 | 0.517 | 0.012 | 0.502 | 0.072
| 0.528 | 0.82 | 0 | 0.774 | 0 | 0.687 | 0.015 | 0.686 | 0.142
| 0.528 | 0.873 | 0 | 0.821 | 0 | 0.808 | 0.035 | 0.791 | 0.157
| 0.528 | 0.881 | 0 | 0.84 | 0 | 0.866 | 0.057 | 0.824 | 0.165
| 0.528 | 0.818 | 0.001 | 0.796 | 0 | 0.853 | 0.088 | 0.803 | 0.15
| 0.528 | 0.682 | 0.003 | 0.69 | 0.002 | 0.794 | 0.116 | 0.749 | 0.142
| 0.528 | 0.495 | 0.012 | 0.529 | 0.005 | 0.671 | 0.134 | 0.601 | 0.147
| 0.528 | 0.274 | 0.027 | 0.321 | 0.011 | 0.495 | 0.136 | 0.391 | 0.149
| 0.528 | 0.082 | 0.073 | 0.109 | 0.032 | 0.273 | 0.141 | 0.181 | 0.153
| 0.528 | 0 | 0.155 | 0.001 | 0.048 | 0.067 | 0.174 | 0.023 | 0.167
| 0.528 | 0 | 0.171 | 0 | 0.03 | 0 | 0.167 | 0 | 0.148
| 0.528 | 0 | 0.155 | 0 | 0.011 | 0 | 0.109 | 0 | 0.127
| 0.528 | 0 | 0.135 | 0 | 0.011 | 0 | 0.075 | 0 | 0.109
| 0.528 | 0 | 0.107 | 0 | 0.025 | 0 | 0.058 | 0 | 0.086
| 0.528 | 0 | 0.093 | 0 | 0.054 | 0 | 0.053 | 0 | 0.057
| 0.528 | 0 | 0.074 | 0 | 0.086 | 0 | 0.048 | 0 | 0.046
| 0.528 | 0 | 0.064 | 0 | 0.059 | 0 | 0.051 | 0 | 0.044
| 0.528 | 0 | 0.056 | 0 | 0.028 | 0 | 0.05 | 0 | 0.042
| 0.528 | 0 | 0.05 | 0 | 0.033 | 0 | 0.044 | 0 | 0.039
| 0.528 | 0 | 0.053 | 0 | 0.031 | 0 | 0.038 | 0 | 0.035
| 0.528 | 0 | 0.054 | 0 | 0.027 | 0 | 0.034 | 0 | 0.032
| 0.528 | 0.018 | 0.048 | 0.038 | 0.037 | 0 | 0.032 | 0.001 | 0.033
| 0.528 | 0.096 | 0.043 | 0.207 | 0.048 | 0.089 | 0.027 | 0.049 | 0.035
| 0.528 | 0.216 | 0.056 | 0.424 | 0.034 | 0.304 | 0.018 | 0.133 | 0.031
| 0.528 | 0.361 | 0.093 | 0.627 | 0.064 | 0.537 | 0.009 | 0.224 | 0.037
| 0.528 | 0.475 | 0.158 | 0.759 | 0.1 | 0.72 | 0.008 | 0.303 | 0.066
| 0.528 | 0.519 | 0.196 | 0.812 | 0.136 | 0.835 | 0.011 | 0.365 | 0.077
| 0.528 | 0.509 | 0.206 | 0.765 | 0.163 | 0.874 | 0.025 | 0.405 | 0.085
| 0.528 | 0.441 | 0.208 | 0.621 | 0.184 | 0.859 | 0.031 | 0.402 | 0.078
| 0.528 | 0.379 | 0.22 | 0.483 | 0.203 | 0.789 | 0.048 | 0.4 | 0.07
| 0.528 | 0.271 | 0.223 | 0.343 | 0.217 | 0.665 | 0.06 | 0.334 | 0.063
| 0.528 | 0.155 | 0.223 | 0.201 | 0.201 | 0.487 | 0.059 | 0.238 | 0.057
| 0.528 | 0.05 | 0.264 | 0.067 | 0.187 | 0.273 | 0.072 | 0.119 | 0.053
| 0.528 | 0 | 0.32 | 0.001 | 0.24 | 0.07 | 0.087 | 0.02 | 0.056
| 0.528 | 0 | 0.357 | 0 | 0.224 | 0 | 0.081 | 0 | 0.065
| 0.528 | 0 | 0.379 | 0 | 0.215 | 0 | 0.065 | 0 | 0.069
| 0.528 | 0 | 0.385 | 0 | 0.177 | 0 | 0.058 | 0 | 0.077
| 0.528 | 0 | 0.398 | 0 | 0.155 | 0 | 0.052 | 0 | 0.089
| 0.528 | 0 | 0.342 | 0 | 0.141 | 0 | 0.044 | 0 | 0.103
| 0.528 | 0 | 0.306 | 0 | 0.146 | 0 | 0.041 | 0 | 0.126
| 0.528 | 0 | 0.269 | 0 | 0.126 | 0 | 0.038 | 0 | 0.146
| 0.528 | 0 | 0.218 | 0 | 0.107 | 0 | 0.038 | 0 | 0.159
| 0.528 | 0 | 0.168 | 0 | 0.1 | 0 | 0.038 | 0 | 0.162
| 0.528 | 0 | 0.144 | 0 | 0.095 | 0 | 0.037 | 0 | 0.166
| 0.528 | 0 | 0.137 | 0 | 0.09 | 0 | 0.032 | 0 | 0.165
| 0.528 | 0.045 | 0.103 | 0.05 | 0.093 | 0 | 0.026 | 0.005 | 0.162
| 0.528 | 0.21 | 0.104 | 0.227 | 0.072 | 0.078 | 0.024 | 0.148 | 0.155
| 0.528 | 0.429 | 0.145 | 0.438 | 0.067 | 0.271 | 0.016 | 0.374 | 0.167
| 0.528 | 0.618 | 0.175 | 0.642 | 0.071 | 0.522 | 0.005 | 0.579 | 0.148
| 0.528 | 0.762 | 0.178 | 0.784 | 0.076 | 0.716 | 0.004 | 0.732 | 0.145
| 0.528 | 0.799 | 0.157 | 0.79 | 0.079 | 0.818 | 0.008 | 0.825 | 0.126
| 0.528 | 0.731 | 0.128 | 0.737 | 0.074 | 0.86 | 0.01 | 0.858 | 0.102
| 0.528 | 0.607 | 0.106 | 0.67 | 0.063 | 0.847 | 0.013 | 0.832 | 0.077
| 0.528 | 0.509 | 0.095 | 0.581 | 0.054 | 0.78 | 0.015 | 0.747 | 0.058
| 0.528 | 0.365 | 0.088 | 0.431 | 0.05 | 0.66 | 0.012 | 0.601 | 0.044
| 0.528 | 0.214 | 0.073 | 0.281 | 0.047 | 0.485 | 0.009 | 0.417 | 0.028
| 0.528 | 0.078 | 0.06 | 0.108 | 0.082 | 0.27 | 0.007 | 0.208 | 0.02
| 0.528 | 0.001 | 0.1 | 0.002 | 0.224 | 0.072 | 0.005 | 0.034 | 0.019
| 0.528 | 0 | 0.106 | 0 | 0.403 | 0 | 0.002 | 0 | 0.014
| 0.528 | 0 | 0.07 | 0 | 0.404 | 0 | 0.001 | 0 | 0.008
| 0.528 | 0 | 0.032 | 0 | 0.29 | 0 | 0 | 0 | 0.005
| 0.528 | 0 | 0.008 | 0 | 0.19 | 0 | 0 | 0 | 0.003
| 0.528 | 0 | 0.003 | 0 | 0.146 | 0 | 0 | 0 | 0.002
| 0.528 | 0 | 0.002 | 0 | 0.132 | 0 | 0 | 0 | 0.002
| 0.528 | 0 | 0.002 | 0 | 0.132 | 0 | 0 | 0 | 0.001
| 0.528 | 0 | 0.002 | 0 | 0.147 | 0 | 0 | 0 | 0.001
| 0.528 | 0 | 0.003 | 0 | 0.167 | 0 | 0 | 0 | 0.001
| 0.528 | 0 | 0.008 | 0 | 0.186 | 0 | 0 | 0 | 0.001
| 0.528 | 0 | 0.022 | 0 | 0.208 | 0 | 0 | 0 | 0.001
| 0.528 | 0.053 | 0.028 | 0.051 | 0.2 | 0.001 | 0 | 0.005 | 0.002
| 0.528 | 0.221 | 0.017 | 0.223 | 0.104 | 0.066 | 0 | 0.136 | 0.003
| 0.528 | 0.473 | 0.009 | 0.448 | 0.017 | 0.205 | 0 | 0.347 | 0.005
| 0.528 | 0.711 | 0.012 | 0.644 | 0.009 | 0.395 | 0 | 0.567 | 0.002
| 0.528 | 0.842 | 0.026 | 0.766 | 0.061 | 0.589 | 0 | 0.738 | 0.001
| 0.528 | 0.9 | 0.032 | 0.811 | 0.104 | 0.745 | 0 | 0.824 | 0
| 0.528 | 0.899 | 0.039 | 0.821 | 0.122 | 0.811 | 0 | 0.854 | 0
| 0.528 | 0.844 | 0.035 | 0.753 | 0.138 | 0.81 | 0 | 0.829 | 0
| 0.528 | 0.736 | 0.025 | 0.673 | 0.147 | 0.752 | 0 | 0.75 | 0
| 0.528 | 0.569 | 0.017 | 0.509 | 0.138 | 0.638 | 0 | 0.617 | 0
| 0.528 | 0.356 | 0.007 | 0.315 | 0.093 | 0.455 | 0 | 0.426 | 0
| 0.528 | 0.121 | 0.012 | 0.12 | 0.093 | 0.259 | 0 | 0.216 | 0
| 0.528 | 0.002 | 0.019 | 0.003 | 0.185 | 0.072 | 0 | 0.039 | 0
| 0.528 | 0 | 0.026 | 0 | 0.235 | 0 | 0 | 0 | 0
| 0.528 | 0 | 0.034 | 0 | 0.196 | 0 | 0 | 0 | 0
| 0.528 | 0 | 0.04 | 0 | 0.147 | 0 | 0 | 0 | 0
| 0.528 | 0 | 0.041 | 0 | 0.118 | 0 | 0 | 0 | 0
| 0.528 | 0 | 0.035 | 0 | 0.093 | 0 | 0 | 0 | 0
| 0.528 | 0 | 0.024 | 0 | 0.074 | 0 | 0 | 0 | 0
| 0.528 | 0 | 0.01 | 0 | 0.061 | 0 | 0 | 0 | 0
| 0.528 | 0 | 0.002 | 0 | 0.066 | 0 | 0 | 0 | 0
| 0.528 | 0 | 0 | 0 | 0.076 | 0 | 0 | 0 | 0
| 0.528 | 0 | 0 | 0 | 0.077 | 0 | 0 | 0 | 0
| 0.528 | 0 | 0 | 0 | 0.07 | 0 | 0 | 0 | 0
| 0.528 | 0.059 | 0 | 0.05 | 0.071 | 0 | 0 | 0.007 | 0
| 0.528 | 0.266 | 0 | 0.152 | 0.039 | 0.047 | 0 | 0.131 | 0
| 0.528 | 0.486 | 0 | 0.228 | 0.02 | 0.142 | 0 | 0.253 | 0
| 0.528 | 0.67 | 0 | 0.277 | 0.045 | 0.265 | 0 | 0.347 | 0
| 0.528 | 0.8 | 0.002 | 0.32 | 0.086 | 0.412 | 0 | 0.42 | 0
| 0.528 | 0.864 | 0.006 | 0.336 | 0.123 | 0.448 | 0 | 0.459 | 0
| 0.528 | 0.87 | 0.008 | 0.321 | 0.14 | 0.481 | 0 | 0.444 | 0.001
| 0.528 | 0.81 | 0.005 | 0.261 | 0.131 | 0.439 | 0 | 0.425 | 0.002
| 0.528 | 0.688 | 0.003 | 0.198 | 0.126 | 0.377 | 0 | 0.38 | 0.004
| 0.528 | 0.464 | 0.001 | 0.128 | 0.108 | 0.275 | 0 | 0.31 | 0.005
| 0.528 | 0.246 | 0 | 0.07 | 0.102 | 0.182 | 0 | 0.228 | 0.004
| 0.528 | 0.071 | 0.001 | 0.025 | 0.104 | 0.095 | 0 | 0.129 | 0.003
| 0.528 | 0.001 | 0.003 | 0 | 0.136 | 0.031 | 0.002 | 0.03 | 0.002
| 0.528 | 0 | 0.009 | 0 | 0.112 | 0 | 0.004 | 0 | 0.001
| 0.528 | 0 | 0.017 | 0 | 0.082 | 0 | 0.007 | 0 | 0.001
| 0.528 | 0 | 0.025 | 0 | 0.08 | 0 | 0.011 | 0 | 0
| 0.528 | 0 | 0.037 | 0 | 0.092 | 0 | 0.012 | 0 | 0
| 0.528 | 0 | 0.063 | 0 | 0.078 | 0 | 0.014 | 0 | 0
| 0.528 | 0 | 0.094 | 0 | 0.074 | 0 | 0.015 | 0 | 0
| 0.528 | 0 | 0.094 | 0 | 0.074 | 0 | 0.017 | 0 | 0
| 0.528 | 0 | 0.112 | 0 | 0.07 | 0 | 0.019 | 0 | 0
| 0.528 | 0 | 0.112 | 0 | 0.06 | 0 | 0.021 | 0 | 0
| 0.528 | 0 | 0.112 | 0 | 0.055 | 0 | 0.022 | 0 | 0
| 0.528 | 0 | 0.101 | 0 | 0.054 | 0 | 0.021 | 0 | 0.001
| 0.528 | 0.035 | 0.076 | 0.035 | 0.042 | 0.002 | 0.019 | 0.002 | 0.002
| 0.528 | 0.133 | 0.058 | 0.13 | 0.021 | 0.064 | 0.02 | 0.036 | 0.002
| 0.528 | 0.262 | 0.049 | 0.273 | 0.012 | 0.198 | 0.014 | 0.094 | 0.001
| 0.528 | 0.378 | 0.038 | 0.393 | 0.011 | 0.362 | 0.011 | 0.19 | 0.001
| 0.528 | 0.467 | 0.03 | 0.481 | 0.01 | 0.498 | 0.015 | 0.325 | 0.002
| 0.528 | 0.496 | 0.021 | 0.487 | 0.011 | 0.637 | 0.022 | 0.429 | 0.018
| 0.528 | 0.474 | 0.012 | 0.464 | 0.014 | 0.707 | 0.03 | 0.402 | 0.045
| 0.528 | 0.41 | 0.005 | 0.413 | 0.022 | 0.644 | 0.032 | 0.319 | 0.054
| 0.528 | 0.329 | 0.002 | 0.363 | 0.035 | 0.572 | 0.031 | 0.227 | 0.05
| 0.528 | 0.248 | 0.003 | 0.273 | 0.05 | 0.477 | 0.029 | 0.14 | 0.046
| 0.528 | 0.164 | 0.01 | 0.171 | 0.061 | 0.352 | 0.026 | 0.08 | 0.049
| 0.528 | 0.066 | 0.03 | 0.079 | 0.086 | 0.2 | 0.028 | 0.035 | 0.066
| 0.528 | 0.002 | 0.074 | 0.005 | 0.162 | 0.055 | 0.046 | 0.005 | 0.084
| 0.528 | 0 | 0.118 | 0 | 0.234 | 0 | 0.056 | 0 | 0.093
| 0.528 | 0 | 0.127 | 0 | 0.228 | 0 | 0.067 | 0 | 0.095
| 0.528 | 0 | 0.13 | 0 | 0.267 | 0 | 0.075 | 0 | 0.094
| 0.528 | 0 | 0.108 | 0 | 0.294 | 0 | 0.069 | 0 | 0.094
| 0.528 | 0 | 0.073 | 0 | 0.265 | 0 | 0.058 | 0 | 0.102
| 0.528 | 0 | 0.058 | 0 | 0.227 | 0 | 0.053 | 0 | 0.113
| 0.528 | 0 | 0.052 | 0 | 0.192 | 0 | 0.045 | 0 | 0.113
| 0.528 | 0 | 0.053 | 0 | 0.181 | 0 | 0.039 | 0 | 0.104
| 0.528 | 0 | 0.049 | 0 | 0.193 | 0 | 0.036 | 0 | 0.092
| 0.528 | 0 | 0.038 | 0 | 0.169 | 0 | 0.031 | 0 | 0.083
| 0.528 | 0 | 0.03 | 0 | 0.124 | 0 | 0.027 | 0 | 0.063
| 0.528 | 0.019 | 0.029 | 0.025 | 0.13 | 0.003 | 0.021 | 0.001 | 0.047
| 0.528 | 0.07 | 0.015 | 0.082 | 0.135 | 0.115 | 0.013 | 0.03 | 0.028
| 0.528 | 0.14 | 0.009 | 0.149 | 0.175 | 0.334 | 0.01 | 0.098 | 0.01
| 0.528 | 0.218 | 0.005 | 0.201 | 0.251 | 0.554 | 0.004 | 0.176 | 0.009
| 0.528 | 0.269 | 0.005 | 0.209 | 0.298 | 0.719 | 0.003 | 0.288 | 0.016
| 0.528 | 0.291 | 0.012 | 0.197 | 0.304 | 0.823 | 0.002 | 0.404 | 0.017
| 0.528 | 0.279 | 0.02 | 0.216 | 0.233 | 0.862 | 0.003 | 0.458 | 0.017
| 0.528 | 0.227 | 0.046 | 0.271 | 0.126 | 0.831 | 0.002 | 0.492 | 0.021
| 0.528 | 0.174 | 0.08 | 0.319 | 0.06 | 0.729 | 0.001 | 0.483 | 0.027
| 0.528 | 0.124 | 0.099 | 0.254 | 0.022 | 0.599 | 0.001 | 0.405 | 0.028
| 0.528 | 0.085 | 0.124 | 0.146 | 0.008 | 0.439 | 0 | 0.305 | 0.024
| 0.528 | 0.033 | 0.133 | 0.052 | 0.015 | 0.256 | 0 | 0.165 | 0.012
| 0.528 | 0.001 | 0.148 | 0.002 | 0.062 | 0.082 | 0 | 0.038 | 0.005
| 0.528 | 0 | 0.132 | 0 | 0.132 | 0.001 | 0 | 0 | 0.003
| 0.528 | 0 | 0.129 | 0 | 0.169 | 0 | 0.002 | 0 | 0.001
| 0.528 | 0 | 0.124 | 0 | 0.153 | 0 | 0.007 | 0 | 0.001
| 0.528 | 0 | 0.123 | 0 | 0.097 | 0 | 0.012 | 0 | 0
| 0.528 | 0 | 0.131 | 0 | 0.08 | 0 | 0.016 | 0 | 0
| 0.528 | 0 | 0.167 | 0 | 0.07 | 0 | 0.021 | 0 | 0
| 0.528 | 0 | 0.18 | 0 | 0.079 | 0 | 0.021 | 0 | 0
| 0.528 | 0 | 0.219 | 0 | 0.087 | 0 | 0.02 | 0 | 0
| 0.528 | 0 | 0.209 | 0 | 0.099 | 0 | 0.017 | 0 | 0.001
| 0.528 | 0 | 0.176 | 0 | 0.108 | 0 | 0.012 | 0 | 0.002
| 0.528 | 0 | 0.136 | 0 | 0.132 | 0 | 0.009 | 0 | 0.004
| 0.528 | 0.049 | 0.086 | 0.064 | 0.135 | 0.004 | 0.007 | 0.011 | 0.006
| 0.528 | 0.17 | 0.027 | 0.259 | 0.083 | 0.077 | 0.006 | 0.126 | 0.006
| 0.528 | 0.325 | 0.008 | 0.464 | 0.071 | 0.22 | 0.007 | 0.297 | 0.002
| 0.528 | 0.498 | 0.012 | 0.651 | 0.045 | 0.395 | 0.003 | 0.48 | 0.001
| 0.528 | 0.623 | 0.026 | 0.742 | 0.04 | 0.608 | 0.009 | 0.633 | 0.001
| 0.528 | 0.673 | 0.048 | 0.748 | 0.049 | 0.748 | 0.028 | 0.756 | 0.005
| 0.528 | 0.714 | 0.078 | 0.758 | 0.063 | 0.816 | 0.039 | 0.817 | 0.01
| 0.528 | 0.695 | 0.095 | 0.677 | 0.056 | 0.816 | 0.047 | 0.698 | 0.01
| 0.528 | 0.631 | 0.099 | 0.634 | 0.035 | 0.734 | 0.054 | 0.556 | 0.009
| 0.528 | 0.445 | 0.087 | 0.478 | 0.02 | 0.553 | 0.056 | 0.384 | 0.009
| 0.528 | 0.254 | 0.09 | 0.288 | 0.008 | 0.348 | 0.049 | 0.196 | 0.006
| 0.528 | 0.083 | 0.127 | 0.109 | 0.005 | 0.18 | 0.036 | 0.083 | 0.001
| 0.528 | 0.005 | 0.183 | 0.007 | 0.006 | 0.056 | 0.033 | 0.017 | 0
| 0.528 | 0 | 0.241 | 0 | 0.004 | 0.001 | 0.026 | 0 | 0
| 0.528 | 0 | 0.291 | 0 | 0.001 | 0 | 0.017 | 0 | 0.001
| 0.528 | 0 | 0.301 | 0 | 0 | 0 | 0.014 | 0 | 0.001
| 0.528 | 0 | 0.31 | 0 | 0 | 0 | 0.015 | 0 | 0.003
| 0.528 | 0 | 0.28 | 0 | 0 | 0 | 0.017 | 0 | 0.008
| 0.528 | 0 | 0.189 | 0 | 0.002 | 0 | 0.019 | 0 | 0.013
| 0.528 | 0 | 0.167 | 0 | 0.003 | 0 | 0.017 | 0 | 0.019
| 0.528 | 0 | 0.143 | 0 | 0.006 | 0 | 0.015 | 0 | 0.021
| 0.528 | 0 | 0.145 | 0 | 0.011 | 0 | 0.013 | 0 | 0.02
| 0.528 | 0 | 0.155 | 0 | 0.019 | 0 | 0.011 | 0 | 0.018
| 0.528 | 0 | 0.161 | 0 | 0.035 | 0 | 0.01 | 0 | 0.016
| 0.528 | 0.032 | 0.139 | 0.053 | 0.029 | 0.002 | 0.009 | 0.004 | 0.016
| 0.528 | 0.121 | 0.11 | 0.164 | 0.002 | 0.057 | 0.011 | 0.051 | 0.017
| 0.528 | 0.276 | 0.089 | 0.307 | 0 | 0.173 | 0.009 | 0.145 | 0.012
| 0.528 | 0.426 | 0.181 | 0.465 | 0 | 0.283 | 0.004 | 0.237 | 0.012
| 0.528 | 0.517 | 0.272 | 0.606 | 0 | 0.347 | 0.008 | 0.255 | 0.014
| 0.528 | 0.455 | 0.286 | 0.723 | 0 | 0.392 | 0.011 | 0.251 | 0.011
| 0.528 | 0.516 | 0.248 | 0.716 | 0 | 0.409 | 0.011 | 0.252 | 0.013
| 0.528 | 0.506 | 0.195 | 0.687 | 0 | 0.42 | 0.013 | 0.238 | 0.018
| 0.528 | 0.422 | 0.191 | 0.606 | 0 | 0.41 | 0.019 | 0.209 | 0.024
| 0.528 | 0.278 | 0.187 | 0.472 | 0.001 | 0.327 | 0.03 | 0.162 | 0.035
| 0.528 | 0.139 | 0.208 | 0.279 | 0.005 | 0.22 | 0.042 | 0.106 | 0.042
| 0.528 | 0.042 | 0.249 | 0.101 | 0.026 | 0.12 | 0.047 | 0.051 | 0.034
| 0.528 | 0.002 | 0.289 | 0.007 | 0.047 | 0.042 | 0.051 | 0.012 | 0.026
| 0.528 | 0 | 0.297 | 0 | 0.04 | 0.001 | 0.064 | 0 | 0.031
| 0.528 | 0 | 0.313 | 0 | 0.021 | 0 | 0.074 | 0 | 0.028
| 0.528 | 0 | 0.324 | 0 | 0.016 | 0 | 0.074 | 0 | 0.019
| 0.528 | 0 | 0.351 | 0 | 0.019 | 0 | 0.06 | 0 | 0.015
| 0.528 | 0 | 0.389 | 0 | 0.017 | 0 | 0.054 | 0 | 0.015
| 0.528 | 0 | 0.413 | 0 | 0.015 | 0 | 0.054 | 0 | 0.037
| 0.528 | 0 | 0.464 | 0 | 0.022 | 0 | 0.057 | 0 | 0.04
| 0.528 | 0 | 0.499 | 0 | 0.038 | 0 | 0.048 | 0 | 0.026
| 0.528 | 0 | 0.523 | 0 | 0.072 | 0 | 0.057 | 0 | 0.012
| 0.528 | 0 | 0.55 | 0 | 0.12 | 0 | 0.069 | 0 | 0.017
| 0.528 | 0 | 0.574 | 0 | 0.184 | 0 | 0.049 | 0 | 0.042
| 0.528 | 0.047 | 0.544 | 0.06 | 0.251 | 0.005 | 0.036 | 0.005 | 0.061
| 0.528 | 0.174 | 0.479 | 0.169 | 0.179 | 0.079 | 0.034 | 0.046 | 0.049
| 0.528 | 0.37 | 0.417 | 0.273 | 0.093 | 0.149 | 0.037 | 0.119 | 0.033
| 0.528 | 0.616 | 0.466 | 0.432 | 0.117 | 0.207 | 0.042 | 0.189 | 0.039
| 0.528 | 0.721 | 0.528 | 0.598 | 0.263 | 0.349 | 0.18 | 0.299 | 0.039
| 0.528 | 0.777 | 0.532 | 0.641 | 0.38 | 0.524 | 0.3 | 0.316 | 0.012
| 0.528 | 0.758 | 0.503 | 0.675 | 0.376 | 0.571 | 0.323 | 0.303 | 0.003
| 0.528 | 0.669 | 0.49 | 0.598 | 0.355 | 0.603 | 0.272 | 0.268 | 0.001
| 0.528 | 0.515 | 0.519 | 0.513 | 0.298 | 0.546 | 0.188 | 0.192 | 0.003
| 0.528 | 0.391 | 0.513 | 0.402 | 0.237 | 0.426 | 0.124 | 0.13 | 0.007
| 0.528 | 0.188 | 0.477 | 0.236 | 0.252 | 0.262 | 0.062 | 0.079 | 0.018
| 0.528 | 0.05 | 0.433 | 0.102 | 0.325 | 0.164 | 0.029 | 0.04 | 0.038
| 0.528 | 0.002 | 0.413 | 0.012 | 0.407 | 0.062 | 0.029 | 0.008 | 0.064
| 0.528 | 0 | 0.39 | 0 | 0.491 | 0.002 | 0.045 | 0 | 0.129
| 0.528 | 0 | 0.302 | 0 | 0.481 | 0 | 0.057 | 0 | 0.27
| 0.528 | 0 | 0.228 | 0 | 0.432 | 0 | 0.072 | 0 | 0.386
| 0.528 | 0 | 0.204 | 0 | 0.392 | 0 | 0.082 | 0 | 0.379
| 0.528 | 0 | 0.221 | 0 | 0.308 | 0 | 0.1 | 0 | 0.295
| 0.528 | 0 | 0.191 | 0 | 0.264 | 0 | 0.129 | 0 | 0.217
| 0.528 | 0 | 0.138 | 0 | 0.136 | 0 | 0.147 | 0 | 0.16
| 0.528 | 0 | 0.141 | 0 | 0.054 | 0 | 0.158 | 0 | 0.119
| 0.528 | 0 | 0.164 | 0 | 0.015 | 0 | 0.171 | 0 | 0.095
| 0.528 | 0 | 0.168 | 0 | 0.054 | 0 | 0.177 | 0 | 0.082
| 0.528 | 0 | 0.248 | 0 | 0.192 | 0 | 0.139 | 0 | 0.087
| 0.528 | 0.016 | 0.266 | 0.014 | 0.324 | 0 | 0.122 | 0.002 | 0.104
| 0.528 | 0.063 | 0.286 | 0.044 | 0.355 | 0.019 | 0.13 | 0.028 | 0.148
| 0.528 | 0.126 | 0.343 | 0.076 | 0.237 | 0.057 | 0.124 | 0.064 | 0.201
| 0.528 | 0.188 | 0.466 | 0.106 | 0.134 | 0.123 | 0.116 | 0.112 | 0.251
| 0.528 | 0.237 | 0.535 | 0.131 | 0.139 | 0.178 | 0.121 | 0.161 | 0.341
| 0.528 | 0.26 | 0.568 | 0.146 | 0.17 | 0.278 | 0.227 | 0.182 | 0.442
| 0.528 | 0.301 | 0.582 | 0.159 | 0.174 | 0.342 | 0.472 | 0.186 | 0.437
| 0.528 | 0.331 | 0.617 | 0.162 | 0.201 | 0.361 | 0.511 | 0.167 | 0.356
| 0.528 | 0.287 | 0.62 | 0.154 | 0.234 | 0.45 | 0.618 | 0.142 | 0.264
| 0.528 | 0.186 | 0.599 | 0.115 | 0.255 | 0.378 | 0.739 | 0.111 | 0.203
| 0.528 | 0.099 | 0.589 | 0.084 | 0.308 | 0.337 | 0.726 | 0.067 | 0.155
| 0.528 | 0.039 | 0.599 | 0.052 | 0.407 | 0.218 | 0.722 | 0.04 | 0.128
| 0.528 | 0.002 | 0.712 | 0.007 | 0.562 | 0.086 | 0.714 | 0.015 | 0.118
| 0.528 | 0 | 0.644 | 0 | 0.641 | 0.004 | 0.649 | 0 | 0.116
| 0.528 | 0 | 0.613 | 0 | 0.592 | 0 | 0.552 | 0 | 0.119
| 0.528 | 0 | 0.601 | 0 | 0.498 | 0 | 0.432 | 0 | 0.142
| 0.528 | 0 | 0.561 | 0 | 0.44 | 0 | 0.32 | 0 | 0.155
| 0.528 | 0 | 0.553 | 0 | 0.41 | 0 | 0.211 | 0 | 0.167
| 0.528 | 0 | 0.557 | 0 | 0.391 | 0 | 0.156 | 0 | 0.135
| 0.528 | 0 | 0.609 | 0 | 0.394 | 0 | 0.135 | 0 | 0.113
| 0.528 | 0 | 0.695 | 0 | 0.402 | 0 | 0.145 | 0 | 0.101
| 0.528 | 0 | 0.705 | 0 | 0.403 | 0 | 0.136 | 0 | 0.098
| 0.528 | 0 | 0.713 | 0 | 0.411 | 0 | 0.137 | 0 | 0.101
| 0.528 | 0 | 0.785 | 0.001 | 0.437 | 0 | 0.133 | 0 | 0.151
| 0.528 | 0.047 | 0.737 | 0.068 | 0.42 | 0.006 | 0.142 | 0.01 | 0.143
| 0.528 | 0.148 | 0.679 | 0.251 | 0.425 | 0.075 | 0.13 | 0.069 | 0.134
| 0.528 | 0.258 | 0.678 | 0.443 | 0.391 | 0.19 | 0.148 | 0.138 | 0.172
| 0.528 | 0.365 | 0.738 | 0.576 | 0.441 | 0.295 | 0.27 | 0.232 | 0.244
| 0.528 | 0.47 | 0.762 | 0.614 | 0.686 | 0.408 | 0.424 | 0.282 | 0.291
| 0.528 | 0.591 | 0.78 | 0.567 | 0.781 | 0.441 | 0.473 | 0.388 | 0.309
| 0.528 | 0.64 | 0.781 | 0.459 | 0.762 | 0.468 | 0.449 | 0.368 | 0.237
| 0.528 | 0.618 | 0.774 | 0.346 | 0.661 | 0.397 | 0.394 | 0.314 | 0.173
| 0.528 | 0.555 | 0.751 | 0.297 | 0.568 | 0.311 | 0.366 | 0.277 | 0.136
| 0.528 | 0.434 | 0.719 | 0.229 | 0.555 | 0.242 | 0.317 | 0.215 | 0.107
| 0.528 | 0.283 | 0.666 | 0.097 | 0.602 | 0.176 | 0.241 | 0.13 | 0.083
| 0.528 | 0.117 | 0.63 | 0.03 | 0.646 | 0.107 | 0.2 | 0.074 | 0.061
| 0.528 | 0.009 | 0.625 | 0.002 | 0.637 | 0.046 | 0.194 | 0.024 | 0.068
| 0.528 | 0 | 0.582 | 0 | 0.604 | 0.002 | 0.203 | 0 | 0.093
| 0.528 | 0 | 0.537 | 0 | 0.547 | 0 | 0.177 | 0 | 0.115
| 0.528 | 0 | 0.522 | 0 | 0.481 | 0 | 0.154 | 0 | 0.087
| 0.528 | 0 | 0.538 | 0 | 0.399 | 0 | 0.157 | 0 | 0.063
| 0.528 | 0 | 0.54 | 0 | 0.382 | 0 | 0.163 | 0 | 0.069
| 0.528 | 0 | 0.55 | 0 | 0.349 | 0 | 0.228 | 0 | 0.077
| 0.528 | 0 | 0.538 | 0 | 0.333 | 0 | 0.224 | 0 | 0.09
| 0.528 | 0 | 0.543 | 0 | 0.367 | 0 | 0.181 | 0 | 0.104
| 0.528 | 0 | 0.558 | 0 | 0.404 | 0 | 0.167 | 0 | 0.111
| 0.528 | 0 | 0.557 | 0 | 0.541 | 0 | 0.149 | 0 | 0.12
| 0.528 | 0.002 | 0.562 | 0.002 | 0.656 | 0 | 0.138 | 0 | 0.125
| 0.528 | 0.075 | 0.553 | 0.083 | 0.58 | 0.008 | 0.103 | 0.005 | 0.116
| 0.528 | 0.238 | 0.561 | 0.264 | 0.411 | 0.088 | 0.093 | 0.041 | 0.095
| 0.528 | 0.431 | 0.557 | 0.458 | 0.494 | 0.22 | 0.074 | 0.094 | 0.093
| 0.528 | 0.558 | 0.611 | 0.6 | 0.644 | 0.342 | 0.092 | 0.149 | 0.167
| 0.528 | 0.565 | 0.652 | 0.645 | 0.722 | 0.399 | 0.112 | 0.209 | 0.215
| 0.528 | 0.457 | 0.685 | 0.566 | 0.744 | 0.411 | 0.09 | 0.23 | 0.196
| 0.528 | 0.344 | 0.676 | 0.562 | 0.727 | 0.418 | 0.079 | 0.265 | 0.162
| 0.528 | 0.31 | 0.674 | 0.473 | 0.648 | 0.396 | 0.075 | 0.269 | 0.16
| 0.528 | 0.267 | 0.687 | 0.35 | 0.466 | 0.336 | 0.069 | 0.24 | 0.156
| 0.528 | 0.196 | 0.684 | 0.241 | 0.249 | 0.268 | 0.066 | 0.173 | 0.149
| 0.528 | 0.098 | 0.655 | 0.146 | 0.09 | 0.211 | 0.057 | 0.133 | 0.177
| 0.528 | 0.04 | 0.622 | 0.063 | 0.029 | 0.13 | 0.026 | 0.075 | 0.253
| 0.528 | 0.004 | 0.589 | 0.009 | 0.021 | 0.051 | 0.012 | 0.016 | 0.359
| 0.528 | 0 | 0.542 | 0 | 0.021 | 0.003 | 0.011 | 0 | 0.359
| 0.528 | 0 | 0.504 | 0 | 0.019 | 0 | 0.008 | 0 | 0.329
| 0.528 | 0 | 0.464 | 0 | 0.025 | 0 | 0.003 | 0 | 0.274
| 0.528 | 0 | 0.393 | 0 | 0.026 | 0 | 0 | 0 | 0.209
| 0.528 | 0 | 0.444 | 0 | 0.041 | 0 | 0 | 0 | 0.158
| 0.528 | 0 | 0.501 | 0 | 0.058 | 0 | 0.002 | 0 | 0.133
| 0.528 | 0 | 0.581 | 0 | 0.082 | 0 | 0.016 | 0 | 0.125
| 0.528 | 0 | 0.629 | 0 | 0.118 | 0 | 0.038 | 0 | 0.108
| 0.528 | 0 | 0.652 | 0 | 0.156 | 0 | 0.058 | 0 | 0.102
| 0.528 | 0 | 0.687 | 0 | 0.168 | 0 | 0.069 | 0 | 0.085
| 0.528 | 0.002 | 0.693 | 0 | 0.164 | 0 | 0.068 | 0 | 0.054
| 0.528 | 0.074 | 0.739 | 0.029 | 0.153 | 0.01 | 0.072 | 0.008 | 0.04
| 0.528 | 0.233 | 0.69 | 0.075 | 0.114 | 0.078 | 0.075 | 0.055 | 0.033
| 0.528 | 0.374 | 0.662 | 0.108 | 0.07 | 0.176 | 0.068 | 0.133 | 0.031
| 0.528 | 0.469 | 0.642 | 0.154 | 0.046 | 0.308 | 0.058 | 0.21 | 0.039
| 0.528 | 0.509 | 0.605 | 0.214 | 0.051 | 0.391 | 0.042 | 0.252 | 0.028
| 0.528 | 0.573 | 0.594 | 0.318 | 0.067 | 0.484 | 0.036 | 0.293 | 0.022
| 0.528 | 0.549 | 0.537 | 0.396 | 0.087 | 0.51 | 0.037 | 0.259 | 0.012
| 0.528 | 0.539 | 0.459 | 0.396 | 0.108 | 0.493 | 0.047 | 0.213 | 0.009
| 0.528 | 0.377 | 0.354 | 0.454 | 0.117 | 0.49 | 0.067 | 0.181 | 0.007
| 0.528 | 0.236 | 0.261 | 0.386 | 0.117 | 0.419 | 0.086 | 0.14 | 0.007
| 0.528 | 0.103 | 0.175 | 0.267 | 0.12 | 0.326 | 0.104 | 0.101 | 0.01
| 0.528 | 0.033 | 0.134 | 0.115 | 0.148 | 0.207 | 0.109 | 0.071 | 0.013
| 0.528 | 0.002 | 0.112 | 0.015 | 0.153 | 0.087 | 0.108 | 0.022 | 0.035
| 0.528 | 0 | 0.091 | 0 | 0.156 | 0.007 | 0.147 | 0 | 0.04
| 0.528 | 0 | 0.074 | 0 | 0.155 | 0 | 0.191 | 0 | 0.041
| 0.528 | 0 | 0.064 | 0 | 0.165 | 0 | 0.196 | 0 | 0.057
| 0.528 | 0 | 0.054 | 0 | 0.162 | 0 | 0.201 | 0 | 0.076
| 0.528 | 0 | 0.056 | 0 | 0.172 | 0 | 0.162 | 0 | 0.065
| 0.528 | 0 | 0.092 | 0 | 0.186 | 0 | 0.111 | 0 | 0.055
| 0.528 | 0 | 0.194 | 0 | 0.223 | 0 | 0.114 | 0 | 0.045
| 0.528 | 0 | 0.186 | 0 | 0.261 | 0 | 0.112 | 0 | 0.031
| 0.528 | 0 | 0.202 | 0 | 0.28 | 0 | 0.107 | 0 | 0.043
| 0.528 | 0 | 0.186 | 0 | 0.274 | 0 | 0.093 | 0 | 0.045
| 0.528 | 0.001 | 0.163 | 0 | 0.265 | 0 | 0.07 | 0 | 0.035
| 0.528 | 0.048 | 0.115 | 0.016 | 0.242 | 0.019 | 0.045 | 0.02 | 0.029
| 0.528 | 0.124 | 0.082 | 0.072 | 0.196 | 0.151 | 0.014 | 0.12 | 0.026
| 0.528 | 0.189 | 0.111 | 0.194 | 0.156 | 0.365 | 0.002 | 0.311 | 0.018
| 0.528 | 0.22 | 0.2 | 0.377 | 0.127 | 0.581 | 0 | 0.557 | 0.019
| 0.528 | 0.26 | 0.294 | 0.582 | 0.104 | 0.751 | 0 | 0.748 | 0.046
| 0.528 | 0.309 | 0.367 | 0.708 | 0.083 | 0.845 | 0 | 0.844 | 0.062
| 0.528 | 0.314 | 0.382 | 0.798 | 0.064 | 0.88 | 0 | 0.882 | 0.054
| 0.528 | 0.296 | 0.33 | 0.79 | 0.044 | 0.835 | 0.002 | 0.862 | 0.044
| 0.528 | 0.267 | 0.262 | 0.706 | 0.03 | 0.772 | 0.002 | 0.786 | 0.039
| 0.528 | 0.232 | 0.193 | 0.562 | 0.025 | 0.658 | 0.002 | 0.653 | 0.034
| 0.528 | 0.188 | 0.135 | 0.382 | 0.021 | 0.497 | 0.003 | 0.472 | 0.024
| 0.528 | 0.106 | 0.081 | 0.173 | 0.005 | 0.301 | 0.004 | 0.25 | 0.018
| 0.528 | 0.017 | 0.067 | 0.022 | 0 | 0.113 | 0.006 | 0.067 | 0.019
| 0.528 | 0 | 0.061 | 0 | 0.029 | 0.01 | 0.007 | 0 | 0.017
| 0.528 | 0 | 0.025 | 0 | 0.157 | 0 | 0.012 | 0 | 0.011
| 0.528 | 0 | 0.01 | 0 | 0.294 | 0 | 0.013 | 0 | 0.006
| 0.528 | 0 | 0.004 | 0 | 0.395 | 0 | 0.01 | 0 | 0.005
| 0.528 | 0 | 0.002 | 0 | 0.435 | 0 | 0.009 | 0 | 0.008
| 0.528 | 0 | 0.001 | 0 | 0.433 | 0 | 0.008 | 0 | 0.009
| 0.528 | 0 | 0.003 | 0 | 0.454 | 0 | 0.004 | 0 | 0.009
| 0.528 | 0 | 0.009 | 0 | 0.527 | 0 | 0.001 | 0 | 0.012
| 0.528 | 0 | 0.012 | 0 | 0.467 | 0 | 0 | 0 | 0.015
| 0.528 | 0 | 0.02 | 0 | 0.42 | 0 | 0 | 0 | 0.015
| 0.528 | 0.004 | 0.034 | 0.005 | 0.348 | 0 | 0 | 0 | 0.014
| 0.528 | 0.095 | 0.03 | 0.104 | 0.164 | 0.02 | 0 | 0.032 | 0.012
| 0.528 | 0.27 | 0.005 | 0.285 | 0.103 | 0.164 | 0 | 0.21 | 0.015
| 0.528 | 0.505 | 0.001 | 0.442 | 0.078 | 0.368 | 0 | 0.445 | 0.015
| 0.528 | 0.703 | 0.001 | 0.601 | 0.031 | 0.556 | 0 | 0.646 | 0.005
| 0.528 | 0.824 | 0.002 | 0.779 | 0.006 | 0.704 | 0 | 0.791 | 0.002
| 0.528 | 0.881 | 0.003 | 0.837 | 0.002 | 0.779 | 0 | 0.872 | 0.001
| 0.528 | 0.884 | 0.009 | 0.843 | 0.004 | 0.807 | 0.002 | 0.893 | 0
| 0.528 | 0.834 | 0.017 | 0.796 | 0.008 | 0.807 | 0.008 | 0.826 | 0
| 0.528 | 0.73 | 0.021 | 0.698 | 0.01 | 0.763 | 0.009 | 0.715 | 0
| 0.528 | 0.571 | 0.019 | 0.551 | 0.009 | 0.654 | 0.01 | 0.553 | 0
| 0.528 | 0.365 | 0.007 | 0.366 | 0.005 | 0.496 | 0.012 | 0.351 | 0
| 0.528 | 0.145 | 0.005 | 0.168 | 0.004 | 0.299 | 0.012 | 0.2 | 0
| 0.528 | 0.02 | 0.008 | 0.025 | 0.032 | 0.113 | 0.013 | 0.069 | 0
| 0.528 | 0 | 0.006 | 0 | 0.082 | 0.012 | 0.013 | 0.001 | 0
| 0.528 | 0 | 0.006 | 0 | 0.132 | 0 | 0.011 | 0 | 0.001
| 0.528 | 0 | 0.008 | 0 | 0.184 | 0 | 0.011 | 0 | 0.002
| 0.528 | 0 | 0.012 | 0 | 0.231 | 0 | 0.013 | 0 | 0.003
| 0.528 | 0 | 0.023 | 0 | 0.245 | 0 | 0.015 | 0 | 0.004
| 0.528 | 0 | 0.046 | 0 | 0.215 | 0 | 0.017 | 0 | 0.004
| 0.528 | 0 | 0.081 | 0 | 0.172 | 0 | 0.016 | 0 | 0.004
| 0.528 | 0 | 0.108 | 0 | 0.152 | 0 | 0.017 | 0 | 0.006
| 0.528 | 0 | 0.12 | 0 | 0.133 | 0 | 0.019 | 0 | 0.009
| 0.528 | 0 | 0.095 | 0 | 0.117 | 0 | 0.018 | 0 | 0.013
| 0.528 | 0.005 | 0.067 | 0.006 | 0.1 | 0 | 0.015 | 0 | 0.015
| 0.528 | 0.09 | 0.061 | 0.107 | 0.048 | 0.02 | 0.016 | 0.028 | 0.012
| 0.528 | 0.281 | 0.051 | 0.303 | 0.005 | 0.115 | 0.018 | 0.162 | 0.008
| 0.528 | 0.527 | 0.047 | 0.481 | 0.008 | 0.272 | 0.021 | 0.371 | 0.005
| 0.528 | 0.691 | 0.063 | 0.557 | 0.002 | 0.463 | 0.01 | 0.575 | 0.003
| 0.528 | 0.793 | 0.085 | 0.575 | 0.002 | 0.58 | 0.006 | 0.732 | 0.002
| 0.528 | 0.802 | 0.112 | 0.631 | 0.001 | 0.631 | 0.01 | 0.764 | 0.001
| 0.528 | 0.758 | 0.121 | 0.678 | 0 | 0.624 | 0.014 | 0.745 | 0
| 0.528 | 0.657 | 0.136 | 0.707 | 0.002 | 0.589 | 0.014 | 0.713 | 0
| 0.528 | 0.538 | 0.146 | 0.639 | 0.009 | 0.546 | 0.017 | 0.633 | 0
| 0.528 | 0.365 | 0.172 | 0.507 | 0.021 | 0.51 | 0.021 | 0.524 | 0
| 0.528 | 0.243 | 0.168 | 0.332 | 0.016 | 0.391 | 0.024 | 0.363 | 0
| 0.528 | 0.117 | 0.167 | 0.158 | 0.02 | 0.211 | 0.025 | 0.199 | 0
| 0.528 | 0.019 | 0.182 | 0.028 | 0.021 | 0.069 | 0.028 | 0.063 | 0
| 0.528 | 0 | 0.208 | 0 | 0.026 | 0.009 | 0.03 | 0.001 | 0
| 0.528 | 0 | 0.203 | 0 | 0.05 | 0 | 0.028 | 0 | 0
| 0.528 | 0 | 0.178 | 0 | 0.084 | 0 | 0.022 | 0 | 0
| 0.528 | 0 | 0.157 | 0 | 0.122 | 0 | 0.018 | 0 | 0.001
| 0.528 | 0 | 0.14 | 0 | 0.15 | 0 | 0.013 | 0 | 0.002
| 0.528 | 0 | 0.121 | 0 | 0.16 | 0 | 0.009 | 0 | 0.003
| 0.528 | 0 | 0.127 | 0 | 0.135 | 0 | 0.004 | 0 | 0.004
| 0.528 | 0 | 0.155 | 0 | 0.084 | 0 | 0.001 | 0 | 0.005
| 0.528 | 0 | 0.204 | 0 | 0.039 | 0 | 0.001 | 0 | 0.006
| 0.528 | 0 | 0.278 | 0 | 0.011 | 0 | 0.001 | 0 | 0.003
| 0.528 | 0.007 | 0.32 | 0.007 | 0.001 | 0 | 0.001 | 0 | 0.001
| 0.528 | 0.09 | 0.223 | 0.077 | 0 | 0.011 | 0 | 0.02 | 0.001
| 0.528 | 0.213 | 0.1 | 0.189 | 0 | 0.056 | 0 | 0.08 | 0.001
| 0.528 | 0.358 | 0.073 | 0.236 | 0 | 0.115 | 0 | 0.138 | 0.001
| 0.528 | 0.452 | 0.084 | 0.276 | 0 | 0.18 | 0 | 0.199 | 0.002
| 0.528 | 0.457 | 0.091 | 0.349 | 0 | 0.242 | 0 | 0.26 | 0.004
| 0.528 | 0.478 | 0.082 | 0.395 | 0.004 | 0.289 | 0 | 0.31 | 0.009
| 0.528 | 0.459 | 0.076 | 0.339 | 0.017 | 0.311 | 0 | 0.331 | 0.013
| 0.528 | 0.45 | 0.055 | 0.261 | 0.05 | 0.301 | 0 | 0.297 | 0.012
| 0.528 | 0.333 | 0.041 | 0.218 | 0.077 | 0.264 | 0 | 0.253 | 0.01
| 0.528 | 0.206 | 0.03 | 0.17 | 0.101 | 0.209 | 0 | 0.192 | 0.007
| 0.528 | 0.111 | 0.034 | 0.119 | 0.137 | 0.152 | 0 | 0.127 | 0.004
| 0.528 | 0.052 | 0.054 | 0.058 | 0.192 | 0.094 | 0 | 0.073 | 0.002
| 0.528 | 0.011 | 0.077 | 0.011 | 0.249 | 0.044 | 0 | 0.027 | 0.001
| 0.528 | 0 | 0.082 | 0 | 0.261 | 0.007 | 0 | 0 | 0
| 0.528 | 0 | 0.088 | 0 | 0.204 | 0 | 0 | 0 | 0
| 0.528 | 0 | 0.1 | 0 | 0.154 | 0 | 0 | 0 | 0
| 0.528 | 0 | 0.127 | 0 | 0.104 | 0 | 0 | 0 | 0
| 0.528 | 0 | 0.128 | 0 | 0.083 | 0 | 0 | 0 | 0
| 0.528 | 0 | 0.085 | 0 | 0.072 | 0 | 0 | 0 | 0
| 0.528 | 0 | 0.063 | 0 | 0.069 | 0 | 0.001 | 0 | 0
| 0.528 | 0 | 0.039 | 0 | 0.08 | 0 | 0.002 | 0 | 0
| 0.528 | 0 | 0.017 | 0 | 0.119 | 0 | 0.004 | 0 | 0
| 0.528 | 0 | 0.009 | 0 | 0.117 | 0 | 0.005 | 0 | 0
| 0.528 | 0.001 | 0.013 | 0.009 | 0.111 | 0 | 0.006 | 0 | 0
| 0.528 | 0.027 | 0.019 | 0.081 | 0.117 | 0.019 | 0.008 | 0.026 | 0
| 0.528 | 0.072 | 0.041 | 0.202 | 0.086 | 0.101 | 0.008 | 0.106 | 0
| 0.528 | 0.112 | 0.096 | 0.354 | 0.06 | 0.255 | 0.005 | 0.208 | 0.001
| 0.528 | 0.167 | 0.16 | 0.556 | 0.051 | 0.415 | 0.008 | 0.324 | 0.001
| 0.528 | 0.208 | 0.214 | 0.728 | 0.051 | 0.527 | 0.014 | 0.413 | 0.001
| 0.528 | 0.244 | 0.244 | 0.815 | 0.059 | 0.593 | 0.019 | 0.473 | 0.001
| 0.528 | 0.279 | 0.249 | 0.829 | 0.068 | 0.628 | 0.023 | 0.502 | 0
| 0.528 | 0.291 | 0.231 | 0.789 | 0.073 | 0.623 | 0.022 | 0.48 | 0
| 0.528 | 0.276 | 0.199 | 0.699 | 0.076 | 0.606 | 0.019 | 0.44 | 0
| 0.528 | 0.221 | 0.159 | 0.56 | 0.082 | 0.519 | 0.016 | 0.371 | 0
| 0.528 | 0.144 | 0.106 | 0.386 | 0.092 | 0.355 | 0.018 | 0.283 | 0.001
| 0.528 | 0.072 | 0.085 | 0.184 | 0.097 | 0.184 | 0.017 | 0.186 | 0.001
| 0.528 | 0.014 | 0.089 | 0.028 | 0.231 | 0.07 | 0.021 | 0.071 | 0.001
| 0.528 | 0 | 0.101 | 0 | 0.432 | 0.01 | 0.027 | 0.003 | 0.002
| 0.528 | 0 | 0.097 | 0 | 0.352 | 0 | 0.032 | 0 | 0.002
| 0.528 | 0 | 0.109 | 0 | 0.259 | 0 | 0.039 | 0 | 0.003
| 0.528 | 0 | 0.135 | 0 | 0.193 | 0 | 0.045 | 0 | 0.003
| 0.528 | 0 | 0.143 | 0 | 0.155 | 0 | 0.041 | 0 | 0.005
| 0.528 | 0 | 0.132 | 0 | 0.114 | 0 | 0.032 | 0 | 0.007
| 0.528 | 0 | 0.155 | 0 | 0.066 | 0 | 0.034 | 0 | 0.012
| 0.528 | 0 | 0.156 | 0 | 0.063 | 0 | 0.034 | 0 | 0.014
| 0.528 | 0 | 0.138 | 0 | 0.066 | 0 | 0.029 | 0 | 0.014
| 0.528 | 0 | 0.094 | 0 | 0.065 | 0 | 0.023 | 0 | 0.025
| 0.528 | 0.009 | 0.07 | 0.013 | 0.048 | 0 | 0.021 | 0 | 0.041
| 0.528 | 0.105 | 0.049 | 0.122 | 0.076 | 0.012 | 0.021 | 0.024 | 0.058
| 0.528 | 0.284 | 0.063 | 0.325 | 0.121 | 0.078 | 0.019 | 0.104 | 0.069
| 0.528 | 0.482 | 0.105 | 0.519 | 0.184 | 0.204 | 0.014 | 0.22 | 0.064
| 0.528 | 0.686 | 0.124 | 0.672 | 0.201 | 0.324 | 0.015 | 0.394 | 0.088
| 0.528 | 0.809 | 0.115 | 0.777 | 0.201 | 0.357 | 0.023 | 0.63 | 0.094
| 0.528 | 0.875 | 0.079 | 0.831 | 0.205 | 0.362 | 0.033 | 0.755 | 0.097
| 0.528 | 0.87 | 0.041 | 0.836 | 0.21 | 0.369 | 0.041 | 0.801 | 0.089
| 0.528 | 0.816 | 0.021 | 0.793 | 0.21 | 0.394 | 0.045 | 0.764 | 0.095
| 0.528 | 0.721 | 0.014 | 0.703 | 0.21 | 0.419 | 0.047 | 0.674 | 0.102
| 0.528 | 0.579 | 0.013 | 0.565 | 0.224 | 0.406 | 0.052 | 0.414 | 0.112
| 0.528 | 0.387 | 0.018 | 0.382 | 0.251 | 0.302 | 0.046 | 0.212 | 0.153
| 0.528 | 0.183 | 0.03 | 0.186 | 0.268 | 0.199 | 0.056 | 0.096 | 0.192
| 0.528 | 0.032 | 0.082 | 0.032 | 0.386 | 0.094 | 0.075 | 0.028 | 0.212
| 0.528 | 0 | 0.161 | 0 | 0.468 | 0.018 | 0.083 | 0 | 0.235
| 0.528 | 0 | 0.182 | 0 | 0.361 | 0 | 0.092 | 0 | 0.251
| 0.528 | 0 | 0.186 | 0 | 0.274 | 0 | 0.101 | 0 | 0.206
| 0.528 | 0 | 0.192 | 0 | 0.196 | 0 | 0.091 | 0 | 0.162
| 0.528 | 0 | 0.162 | 0 | 0.153 | 0 | 0.081 | 0 | 0.124
| 0.528 | 0 | 0.125 | 0 | 0.137 | 0 | 0.078 | 0 | 0.105
| 0.528 | 0 | 0.119 | 0 | 0.139 | 0 | 0.067 | 0 | 0.123
| 0.528 | 0 | 0.102 | 0 | 0.146 | 0 | 0.061 | 0 | 0.149
| 0.528 | 0 | 0.086 | 0 | 0.163 | 0 | 0.063 | 0 | 0.171
| 0.528 | 0 | 0.083 | 0 | 0.173 | 0 | 0.061 | 0 | 0.179
| 0.528 | 0.005 | 0.085 | 0.016 | 0.179 | 0 | 0.061 | 0 | 0.179
| 0.528 | 0.053 | 0.079 | 0.126 | 0.269 | 0.014 | 0.058 | 0.01 | 0.163
| 0.528 | 0.128 | 0.061 | 0.313 | 0.41 | 0.053 | 0.048 | 0.046 | 0.14
| 0.528 | 0.208 | 0.07 | 0.484 | 0.543 | 0.12 | 0.032 | 0.094 | 0.098
| 0.528 | 0.267 | 0.096 | 0.621 | 0.61 | 0.213 | 0.037 | 0.149 | 0.065
| 0.528 | 0.341 | 0.127 | 0.7 | 0.633 | 0.307 | 0.047 | 0.218 | 0.047
| 0.528 | 0.42 | 0.146 | 0.715 | 0.633 | 0.359 | 0.048 | 0.329 | 0.048
| 0.528 | 0.426 | 0.14 | 0.68 | 0.624 | 0.361 | 0.043 | 0.394 | 0.06
| 0.528 | 0.352 | 0.124 | 0.585 | 0.635 | 0.348 | 0.04 | 0.412 | 0.052
| 0.528 | 0.249 | 0.105 | 0.415 | 0.638 | 0.312 | 0.03 | 0.394 | 0.049
| 0.528 | 0.177 | 0.079 | 0.258 | 0.613 | 0.251 | 0.026 | 0.265 | 0.062
| 0.528 | 0.118 | 0.058 | 0.148 | 0.558 | 0.178 | 0.025 | 0.174 | 0.08
| 0.528 | 0.062 | 0.055 | 0.094 | 0.547 | 0.112 | 0.027 | 0.103 | 0.093
| 0.528 | 0.015 | 0.056 | 0.031 | 0.574 | 0.052 | 0.028 | 0.041 | 0.102
| 0.528 | 0 | 0.064 | 0 | 0.555 | 0.009 | 0.032 | 0.001 | 0.106
| 0.528 | 0 | 0.057 | 0 | 0.451 | 0 | 0.035 | 0 | 0.116
| 0.528 | 0 | 0.05 | 0 | 0.38 | 0 | 0.041 | 0 | 0.082
| 0.528 | 0 | 0.046 | 0 | 0.323 | 0 | 0.045 | 0 | 0.057
| 0.528 | 0 | 0.046 | 0 | 0.25 | 0 | 0.053 | 0 | 0.041
| 0.528 | 0 | 0.042 | 0 | 0.162 | 0 | 0.048 | 0 | 0.026
| 0.528 | 0 | 0.034 | 0 | 0.106 | 0 | 0.037 | 0 | 0.022
| 0.528 | 0 | 0.018 | 0 | 0.054 | 0 | 0.034 | 0 | 0.021
| 0.528 | 0 | 0.009 | 0 | 0.018 | 0 | 0.034 | 0 | 0.019
| 0.528 | 0 | 0.01 | 0 | 0.004 | 0 | 0.041 | 0 | 0.02
| 0.528 | 0.005 | 0.012 | 0.009 | 0.001 | 0 | 0.047 | 0 | 0.017
| 0.528 | 0.07 | 0.011 | 0.071 | 0 | 0.03 | 0.052 | 0.033 | 0.012
| 0.528 | 0.224 | 0.005 | 0.21 | 0 | 0.129 | 0.051 | 0.128 | 0.01
| 0.528 | 0.436 | 0.009 | 0.407 | 0.004 | 0.276 | 0.057 | 0.266 | 0.012
| 0.528 | 0.611 | 0.025 | 0.585 | 0.016 | 0.436 | 0.127 | 0.448 | 0.025
| 0.528 | 0.731 | 0.042 | 0.695 | 0.046 | 0.508 | 0.171 | 0.565 | 0.023
| 0.528 | 0.765 | 0.06 | 0.735 | 0.073 | 0.585 | 0.189 | 0.628 | 0.02
| 0.528 | 0.736 | 0.086 | 0.747 | 0.093 | 0.567 | 0.192 | 0.703 | 0.019
| 0.528 | 0.611 | 0.101 | 0.679 | 0.084 | 0.557 | 0.169 | 0.703 | 0.011
| 0.528 | 0.553 | 0.108 | 0.577 | 0.07 | 0.56 | 0.126 | 0.642 | 0.005
| 0.528 | 0.395 | 0.123 | 0.439 | 0.061 | 0.49 | 0.085 | 0.506 | 0.002
| 0.528 | 0.252 | 0.123 | 0.28 | 0.036 | 0.357 | 0.054 | 0.337 | 0.001
| 0.528 | 0.108 | 0.121 | 0.125 | 0.032 | 0.222 | 0.03 | 0.17 | 0.003
| 0.528 | 0.03 | 0.142 | 0.032 | 0.029 | 0.11 | 0.019 | 0.062 | 0.007
| 0.528 | 0 | 0.162 | 0 | 0.01 | 0.023 | 0.016 | 0.005 | 0.01
| 0.528 | 0 | 0.149 | 0 | 0.002 | 0 | 0.011 | 0 | 0.013
| 0.528 | 0 | 0.156 | 0 | 0.004 | 0 | 0.007 | 0 | 0.017
| 0.528 | 0 | 0.127 | 0 | 0.019 | 0 | 0.005 | 0 | 0.025
| 0.528 | 0 | 0.125 | 0 | 0.051 | 0 | 0.003 | 0 | 0.043
| 0.528 | 0 | 0.089 | 0 | 0.088 | 0 | 0.003 | 0 | 0.053
| 0.528 | 0 | 0.085 | 0 | 0.117 | 0 | 0.004 | 0 | 0.05
| 0.528 | 0 | 0.084 | 0 | 0.122 | 0 | 0.007 | 0 | 0.046
| 0.528 | 0 | 0.079 | 0 | 0.11 | 0 | 0.014 | 0 | 0.053
| 0.528 | 0 | 0.069 | 0 | 0.087 | 0 | 0.025 | 0 | 0.054
| 0.528 | 0.016 | 0.055 | 0.019 | 0.061 | 0 | 0.031 | 0 | 0.057
| 0.528 | 0.124 | 0.036 | 0.125 | 0.009 | 0.034 | 0.034 | 0.03 | 0.054
| 0.528 | 0.329 | 0.013 | 0.309 | 0 | 0.149 | 0.027 | 0.105 | 0.046
| 0.528 | 0.528 | 0.011 | 0.488 | 0 | 0.338 | 0.024 | 0.195 | 0.034
| 0.528 | 0.666 | 0.024 | 0.629 | 0.001 | 0.56 | 0.049 | 0.244 | 0.029
| 0.528 | 0.789 | 0.049 | 0.708 | 0.001 | 0.735 | 0.11 | 0.269 | 0.05
| 0.528 | 0.738 | 0.062 | 0.746 | 0.001 | 0.827 | 0.14 | 0.285 | 0.068
| 0.528 | 0.486 | 0.075 | 0.709 | 0 | 0.871 | 0.161 | 0.297 | 0.067
| 0.528 | 0.278 | 0.068 | 0.622 | 0 | 0.861 | 0.15 | 0.289 | 0.066
| 0.528 | 0.221 | 0.059 | 0.482 | 0 | 0.778 | 0.119 | 0.266 | 0.086
| 0.528 | 0.173 | 0.043 | 0.346 | 0.002 | 0.602 | 0.117 | 0.317 | 0.129
| 0.528 | 0.105 | 0.024 | 0.239 | 0.006 | 0.365 | 0.125 | 0.325 | 0.152
| 0.528 | 0.051 | 0.013 | 0.128 | 0.015 | 0.185 | 0.142 | 0.192 | 0.125
| 0.528 | 0.011 | 0.01 | 0.034 | 0.036 | 0.083 | 0.155 | 0.068 | 0.129
| 0.528 | 0 | 0.012 | 0 | 0.065 | 0.018 | 0.181 | 0.005 | 0.144
| 0.528 | 0 | 0.018 | 0 | 0.069 | 0 | 0.185 | 0 | 0.117
| 0.528 | 0 | 0.027 | 0 | 0.033 | 0 | 0.165 | 0 | 0.085
| 0.528 | 0 | 0.044 | 0 | 0.022 | 0 | 0.159 | 0 | 0.101
| 0.528 | 0 | 0.067 | 0 | 0.026 | 0 | 0.146 | 0 | 0.098
| 0.528 | 0 | 0.126 | 0 | 0.03 | 0 | 0.099 | 0 | 0.079
| 0.528 | 0 | 0.272 | 0 | 0.032 | 0 | 0.055 | 0 | 0.079
| 0.528 | 0 | 0.256 | 0 | 0.045 | 0 | 0.043 | 0 | 0.088
| 0.528 | 0 | 0.231 | 0 | 0.058 | 0 | 0.041 | 0 | 0.101
| 0.528 | 0 | 0.33 | 0 | 0.063 | 0 | 0.048 | 0 | 0.122
| 0.528 | 0.01 | 0.32 | 0.009 | 0.052 | 0 | 0.076 | 0 | 0.131
| 0.528 | 0.069 | 0.259 | 0.053 | 0.02 | 0.019 | 0.134 | 0.037 | 0.1
| 0.528 | 0.171 | 0.196 | 0.11 | 0.007 | 0.059 | 0.191 | 0.139 | 0.058
| 0.528 | 0.279 | 0.235 | 0.173 | 0.006 | 0.122 | 0.193 | 0.3 | 0.037
| 0.528 | 0.376 | 0.281 | 0.241 | 0.005 | 0.2 | 0.202 | 0.42 | 0.039
| 0.528 | 0.547 | 0.313 | 0.298 | 0.005 | 0.309 | 0.181 | 0.539 | 0.045
| 0.528 | 0.556 | 0.361 | 0.336 | 0.006 | 0.419 | 0.138 | 0.588 | 0.055
| 0.528 | 0.668 | 0.382 | 0.335 | 0.01 | 0.532 | 0.089 | 0.682 | 0.072
| 0.528 | 0.659 | 0.35 | 0.273 | 0.013 | 0.629 | 0.056 | 0.723 | 0.083
| 0.528 | 0.599 | 0.281 | 0.218 | 0.013 | 0.689 | 0.045 | 0.601 | 0.105
| 0.528 | 0.559 | 0.192 | 0.167 | 0.013 | 0.636 | 0.045 | 0.459 | 0.147
| 0.528 | 0.39 | 0.111 | 0.13 | 0.012 | 0.504 | 0.049 | 0.305 | 0.187
| 0.528 | 0.189 | 0.051 | 0.088 | 0.017 | 0.335 | 0.05 | 0.15 | 0.17
| 0.528 | 0.038 | 0.037 | 0.031 | 0.042 | 0.151 | 0.047 | 0.051 | 0.117
| 0.528 | 0 | 0.055 | 0 | 0.068 | 0.027 | 0.045 | 0.004 | 0.078
| 0.528 | 0 | 0.053 | 0 | 0.07 | 0 | 0.037 | 0 | 0.061
| 0.528 | 0 | 0.04 | 0 | 0.046 | 0 | 0.023 | 0 | 0.041
| 0.528 | 0 | 0.031 | 0 | 0.019 | 0 | 0.012 | 0 | 0.026
| 0.528 | 0 | 0.029 | 0 | 0.006 | 0 | 0.008 | 0 | 0.017
| 0.528 | 0 | 0.033 | 0 | 0.002 | 0 | 0.005 | 0 | 0.02
| 0.528 | 0 | 0.068 | 0 | 0.002 | 0 | 0.003 | 0 | 0.027
| 0.528 | 0 | 0.132 | 0 | 0.008 | 0 | 0.001 | 0 | 0.029
| 0.528 | 0 | 0.206 | 0 | 0.035 | 0 | 0 | 0 | 0.029
| 0.528 | 0 | 0.245 | 0 | 0.075 | 0 | 0 | 0 | 0.04
| 0.528 | 0.01 | 0.241 | 0.024 | 0.093 | 0 | 0 | 0.001 | 0.03
| 0.528 | 0.062 | 0.2 | 0.134 | 0.013 | 0.037 | 0 | 0.055 | 0.023
| 0.528 | 0.197 | 0.088 | 0.315 | 0 | 0.162 | 0 | 0.162 | 0.011
| 0.528 | 0.359 | 0.056 | 0.487 | 0 | 0.346 | 0.001 | 0.266 | 0.007
| 0.528 | 0.451 | 0.064 | 0.621 | 0.005 | 0.546 | 0.001 | 0.373 | 0.006
| 0.528 | 0.472 | 0.064 | 0.686 | 0.007 | 0.682 | 0.002 | 0.418 | 0.002
| 0.528 | 0.515 | 0.043 | 0.687 | 0.008 | 0.76 | 0.003 | 0.458 | 0.001
| 0.528 | 0.519 | 0.021 | 0.619 | 0.006 | 0.807 | 0.004 | 0.469 | 0
| 0.528 | 0.514 | 0.018 | 0.509 | 0.008 | 0.806 | 0.003 | 0.471 | 0
| 0.528 | 0.457 | 0.019 | 0.361 | 0.009 | 0.749 | 0.003 | 0.469 | 0
| 0.528 | 0.319 | 0.007 | 0.216 | 0.012 | 0.608 | 0.005 | 0.421 | 0
| 0.528 | 0.177 | 0.001 | 0.117 | 0.018 | 0.399 | 0.008 | 0.346 | 0
| 0.528 | 0.083 | 0 | 0.056 | 0.041 | 0.219 | 0.011 | 0.221 | 0
| 0.528 | 0.024 | 0.001 | 0.015 | 0.092 | 0.099 | 0.013 | 0.093 | 0
| 0.528 | 0 | 0.003 | 0 | 0.203 | 0.025 | 0.01 | 0.01 | 0
| 0.528 | 0 | 0.01 | 0 | 0.212 | 0 | 0.006 | 0 | 0
| 0.528 | 0 | 0.027 | 0 | 0.147 | 0 | 0.003 | 0 | 0
| 0.528 | 0 | 0.059 | 0 | 0.079 | 0 | 0.001 | 0 | 0
| 0.528 | 0 | 0.106 | 0 | 0.056 | 0 | 0.001 | 0 | 0.001
| 0.528 | 0 | 0.116 | 0 | 0.053 | 0 | 0.001 | 0 | 0.002
| 0.528 | 0 | 0.09 | 0 | 0.03 | 0 | 0.002 | 0 | 0.002
| 0.528 | 0 | 0.091 | 0 | 0.018 | 0 | 0.005 | 0 | 0.004
| 0.528 | 0 | 0.088 | 0 | 0.025 | 0 | 0.008 | 0 | 0.007
| 0.528 | 0 | 0.102 | 0 | 0.035 | 0 | 0.01 | 0 | 0.013
| 0.528 | 0.01 | 0.089 | 0.006 | 0.041 | 0 | 0.008 | 0.001 | 0.017
| 0.528 | 0.059 | 0.039 | 0.041 | 0.046 | 0.034 | 0.007 | 0.049 | 0.017
| 0.528 | 0.118 | 0.017 | 0.098 | 0.055 | 0.129 | 0.006 | 0.131 | 0.011
| 0.528 | 0.153 | 0.031 | 0.121 | 0.068 | 0.31 | 0.006 | 0.226 | 0.004
| 0.528 | 0.193 | 0.07 | 0.165 | 0.084 | 0.531 | 0.012 | 0.284 | 0.002
| 0.528 | 0.22 | 0.108 | 0.214 | 0.102 | 0.674 | 0.017 | 0.309 | 0
| 0.528 | 0.27 | 0.095 | 0.243 | 0.133 | 0.728 | 0.022 | 0.356 | 0
| 0.528 | 0.262 | 0.062 | 0.221 | 0.163 | 0.748 | 0.022 | 0.394 | 0.001
| 0.528 | 0.221 | 0.073 | 0.176 | 0.155 | 0.734 | 0.018 | 0.401 | 0.002
| 0.528 | 0.166 | 0.08 | 0.138 | 0.168 | 0.722 | 0.027 | 0.362 | 0.005
| 0.528 | 0.112 | 0.068 | 0.093 | 0.207 | 0.632 | 0.037 | 0.276 | 0.009
| 0.528 | 0.062 | 0.049 | 0.063 | 0.252 | 0.459 | 0.041 | 0.211 | 0.009
| 0.528 | 0.028 | 0.034 | 0.041 | 0.272 | 0.259 | 0.041 | 0.126 | 0.005
| 0.528 | 0.006 | 0.035 | 0.014 | 0.272 | 0.114 | 0.045 | 0.055 | 0.002
| 0.528 | 0 | 0.036 | 0 | 0.272 | 0.027 | 0.048 | 0.006 | 0.001
| 0.528 | 0 | 0.026 | 0 | 0.253 | 0 | 0.062 | 0 | 0
| 0.528 | 0 | 0.025 | 0 | 0.234 | 0 | 0.081 | 0 | 0
| 0.528 | 0 | 0.028 | 0 | 0.209 | 0 | 0.091 | 0 | 0
| 0.528 | 0 | 0.026 | 0 | 0.214 | 0 | 0.083 | 0 | 0.001
| 0.528 | 0 | 0.032 | 0 | 0.155 | 0 | 0.071 | 0 | 0.001
| 0.528 | 0 | 0.049 | 0 | 0.18 | 0 | 0.07 | 0 | 0.001
| 0.528 | 0 | 0.056 | 0 | 0.211 | 0 | 0.093 | 0 | 0
| 0.528 | 0 | 0.053 | 0 | 0.223 | 0 | 0.094 | 0 | 0
| 0.528 | 0 | 0.048 | 0 | 0.259 | 0 | 0.095 | 0 | 0
| 0.528 | 0.004 | 0.038 | 0.002 | 0.26 | 0 | 0.081 | 0.001 | 0
| 0.528 | 0.038 | 0.027 | 0.02 | 0.315 | 0.022 | 0.073 | 0.054 | 0
| 0.528 | 0.09 | 0.021 | 0.051 | 0.388 | 0.071 | 0.062 | 0.174 | 0
| 0.528 | 0.135 | 0.035 | 0.089 | 0.409 | 0.134 | 0.058 | 0.339 | 0
| 0.528 | 0.175 | 0.042 | 0.103 | 0.439 | 0.187 | 0.069 | 0.546 | 0
| 0.528 | 0.214 | 0.042 | 0.108 | 0.476 | 0.238 | 0.07 | 0.725 | 0
| 0.528 | 0.241 | 0.052 | 0.112 | 0.474 | 0.284 | 0.075 | 0.812 | 0
| 0.528 | 0.293 | 0.072 | 0.111 | 0.429 | 0.285 | 0.089 | 0.844 | 0
| 0.528 | 0.33 | 0.084 | 0.103 | 0.341 | 0.273 | 0.09 | 0.816 | 0
| 0.528 | 0.312 | 0.082 | 0.089 | 0.274 | 0.258 | 0.09 | 0.719 | 0
| 0.528 | 0.211 | 0.038 | 0.066 | 0.211 | 0.217 | 0.09 | 0.558 | 0
| 0.528 | 0.098 | 0.012 | 0.041 | 0.155 | 0.187 | 0.089 | 0.374 | 0
| 0.528 | 0.067 | 0.009 | 0.021 | 0.101 | 0.129 | 0.085 | 0.224 | 0
| 0.528 | 0.027 | 0.003 | 0.006 | 0.086 | 0.066 | 0.088 | 0.089 | 0
| 0.528 | 0 | 0 | 0 | 0.082 | 0.015 | 0.111 | 0.013 | 0
| 0.528 | 0 | 0 | 0 | 0.072 | 0 | 0.133 | 0 | 0
| 0.528 | 0 | 0.001 | 0 | 0.062 | 0 | 0.133 | 0 | 0
| 0.528 | 0 | 0.001 | 0 | 0.054 | 0 | 0.096 | 0 | 0
| 0.528 | 0 | 0.001 | 0 | 0.044 | 0 | 0.076 | 0 | 0
| 0.528 | 0 | 0.001 | 0 | 0.034 | 0 | 0.07 | 0 | 0.002
| 0.528 | 0 | 0 | 0 | 0.034 | 0 | 0.059 | 0 | 0.006
| 0.528 | 0 | 0.001 | 0 | 0.035 | 0 | 0.055 | 0 | 0.013
| 0.528 | 0 | 0.002 | 0 | 0.037 | 0 | 0.053 | 0 | 0.02
| 0.528 | 0 | 0.003 | 0 | 0.036 | 0 | 0.048 | 0 | 0.026
| 0.528 | 0.026 | 0.005 | 0.002 | 0.035 | 0 | 0.049 | 0.003 | 0.035
| 0.528 | 0.142 | 0.003 | 0.025 | 0.025 | 0.041 | 0.045 | 0.067 | 0.04
| 0.528 | 0.346 | 0.004 | 0.063 | 0.014 | 0.149 | 0.034 | 0.211 | 0.039
| 0.528 | 0.569 | 0.007 | 0.113 | 0.014 | 0.325 | 0.018 | 0.398 | 0.032
| 0.528 | 0.728 | 0.009 | 0.16 | 0.02 | 0.488 | 0.018 | 0.547 | 0.031
| 0.528 | 0.829 | 0.01 | 0.184 | 0.018 | 0.617 | 0.02 | 0.56 | 0.037
| 0.528 | 0.874 | 0.011 | 0.2 | 0.022 | 0.695 | 0.025 | 0.535 | 0.035
| 0.528 | 0.861 | 0.013 | 0.217 | 0.026 | 0.758 | 0.025 | 0.469 | 0.026
| 0.528 | 0.809 | 0.02 | 0.214 | 0.025 | 0.727 | 0.021 | 0.402 | 0.02
| 0.528 | 0.707 | 0.026 | 0.24 | 0.024 | 0.691 | 0.017 | 0.363 | 0.013
| 0.528 | 0.537 | 0.037 | 0.218 | 0.025 | 0.624 | 0.012 | 0.326 | 0.011
| 0.528 | 0.318 | 0.058 | 0.185 | 0.024 | 0.511 | 0.008 | 0.26 | 0.011
| 0.528 | 0.143 | 0.084 | 0.128 | 0.018 | 0.342 | 0.006 | 0.175 | 0.012
| 0.528 | 0.04 | 0.107 | 0.048 | 0.009 | 0.159 | 0.006 | 0.083 | 0.011
| 0.528 | 0 | 0.142 | 0.002 | 0.01 | 0.034 | 0.007 | 0.014 | 0.01
| 0.528 | 0 | 0.158 | 0 | 0.008 | 0 | 0.006 | 0 | 0.01
| 0.528 | 0 | 0.139 | 0 | 0.004 | 0 | 0.006 | 0 | 0.008
| 0.528 | 0 | 0.112 | 0 | 0.001 | 0 | 0.005 | 0 | 0.006
| 0.528 | 0 | 0.08 | 0 | 0 | 0 | 0.003 | 0 | 0.005
| 0.528 | 0 | 0.072 | 0 | 0 | 0 | 0.001 | 0 | 0.005
| 0.528 | 0 | 0.068 | 0 | 0 | 0 | 0.001 | 0 | 0.005
| 0.528 | 0 | 0.058 | 0 | 0 | 0 | 0.002 | 0 | 0.003
| 0.528 | 0 | 0.054 | 0 | 0.001 | 0 | 0.004 | 0 | 0.003
| 0.528 | 0 | 0.054 | 0 | 0.002 | 0 | 0.005 | 0 | 0.002
| 0.528 | 0.02 | 0.053 | 0.025 | 0.003 | 0.002 | 0.006 | 0.002 | 0.002
| 0.528 | 0.105 | 0.036 | 0.105 | 0.001 | 0.043 | 0.006 | 0.055 | 0.002
| 0.528 | 0.223 | 0.025 | 0.233 | 0 | 0.204 | 0.005 | 0.163 | 0.003
| 0.528 | 0.323 | 0.033 | 0.308 | 0 | 0.397 | 0.005 | 0.287 | 0.003
| 0.528 | 0.424 | 0.025 | 0.371 | 0 | 0.597 | 0.009 | 0.407 | 0.002
| 0.528 | 0.526 | 0.014 | 0.436 | 0 | 0.746 | 0.012 | 0.499 | 0.001
| 0.528 | 0.608 | 0.005 | 0.505 | 0 | 0.831 | 0.015 | 0.575 | 0.001
| 0.528 | 0.66 | 0.001 | 0.538 | 0 | 0.865 | 0.016 | 0.607 | 0.001
| 0.528 | 0.662 | 0 | 0.505 | 0.002 | 0.856 | 0.017 | 0.586 | 0
| 0.528 | 0.595 | 0 | 0.413 | 0.007 | 0.804 | 0.018 | 0.566 | 0
| 0.528 | 0.459 | 0.001 | 0.334 | 0.012 | 0.707 | 0.02 | 0.481 | 0.001
| 0.528 | 0.308 | 0.005 | 0.248 | 0.019 | 0.556 | 0.023 | 0.355 | 0.001
| 0.528 | 0.168 | 0.009 | 0.156 | 0.022 | 0.37 | 0.026 | 0.215 | 0.001
| 0.528 | 0.048 | 0.018 | 0.055 | 0.038 | 0.172 | 0.033 | 0.091 | 0.001
| 0.528 | 0 | 0.038 | 0.003 | 0.086 | 0.035 | 0.04 | 0.015 | 0.001
| 0.528 | 0 | 0.074 | 0 | 0.142 | 0 | 0.045 | 0 | 0.003
| 0.528 | 0 | 0.094 | 0 | 0.183 | 0 | 0.037 | 0 | 0.005
| 0.528 | 0 | 0.097 | 0 | 0.2 | 0 | 0.033 | 0 | 0.005
| 0.528 | 0 | 0.064 | 0 | 0.182 | 0 | 0.032 | 0 | 0.004
| 0.528 | 0 | 0.052 | 0 | 0.137 | 0 | 0.033 | 0 | 0.005
| 0.528 | 0 | 0.041 | 0 | 0.084 | 0 | 0.03 | 0 | 0.005
| 0.528 | 0 | 0.035 | 0 | 0.034 | 0 | 0.027 | 0 | 0.006
| 0.528 | 0 | 0.035 | 0 | 0.009 | 0 | 0.029 | 0 | 0.008
| 0.528 | 0 | 0.034 | 0 | 0.004 | 0 | 0.033 | 0 | 0.009
| 0.528 | 0.023 | 0.041 | 0.03 | 0.001 | 0.002 | 0.038 | 0.002 | 0.011
| 0.528 | 0.102 | 0.033 | 0.117 | 0 | 0.05 | 0.04 | 0.052 | 0.014
| 0.528 | 0.213 | 0.021 | 0.241 | 0.001 | 0.175 | 0.026 | 0.151 | 0.013
| 0.528 | 0.296 | 0.035 | 0.372 | 0.009 | 0.333 | 0.014 | 0.278 | 0.01
| 0.528 | 0.359 | 0.039 | 0.46 | 0.03 | 0.508 | 0.027 | 0.41 | 0.011
| 0.528 | 0.438 | 0.033 | 0.455 | 0.038 | 0.655 | 0.024 | 0.555 | 0.015
| 0.528 | 0.51 | 0.023 | 0.436 | 0.039 | 0.696 | 0.015 | 0.661 | 0.015
| 0.528 | 0.566 | 0.012 | 0.431 | 0.038 | 0.734 | 0.007 | 0.714 | 0.014
| 0.528 | 0.584 | 0.006 | 0.393 | 0.044 | 0.704 | 0.005 | 0.693 | 0.012
| 0.528 | 0.532 | 0.005 | 0.37 | 0.049 | 0.639 | 0.005 | 0.628 | 0.011
| 0.528 | 0.403 | 0.01 | 0.312 | 0.049 | 0.527 | 0.005 | 0.524 | 0.01
| 0.528 | 0.232 | 0.016 | 0.227 | 0.051 | 0.396 | 0.007 | 0.386 | 0.011
| 0.528 | 0.1 | 0.016 | 0.147 | 0.053 | 0.262 | 0.012 | 0.242 | 0.01
| 0.528 | 0.024 | 0.022 | 0.059 | 0.144 | 0.134 | 0.023 | 0.107 | 0.01
| 0.528 | 0 | 0.028 | 0.004 | 0.264 | 0.038 | 0.031 | 0.019 | 0.01
| 0.528 | 0 | 0.027 | 0 | 0.29 | 0 | 0.034 | 0 | 0.015
| 0.528 | 0 | 0.018 | 0 | 0.268 | 0 | 0.038 | 0 | 0.014
| 0.528 | 0 | 0.006 | 0 | 0.212 | 0 | 0.032 | 0 | 0.015
| 0.528 | 0 | 0.001 | 0 | 0.142 | 0 | 0.026 | 0 | 0.017
| 0.528 | 0 | 0 | 0 | 0.108 | 0 | 0.021 | 0 | 0.021
| 0.528 | 0 | 0 | 0 | 0.101 | 0 | 0.013 | 0 | 0.025
| 0.528 | 0 | 0 | 0 | 0.068 | 0 | 0.012 | 0 | 0.026
| 0.528 | 0 | 0 | 0 | 0.047 | 0 | 0.011 | 0 | 0.025
| 0.528 | 0 | 0.001 | 0 | 0.044 | 0 | 0.012 | 0 | 0.023
| 0.528 | 0.013 | 0.002 | 0.012 | 0.036 | 0.003 | 0.014 | 0.004 | 0.019
| 0.528 | 0.076 | 0.002 | 0.045 | 0.012 | 0.051 | 0.015 | 0.062 | 0.013
| 0.528 | 0.188 | 0.005 | 0.106 | 0.011 | 0.201 | 0.017 | 0.172 | 0.007
| 0.528 | 0.305 | 0.017 | 0.194 | 0.014 | 0.391 | 0.012 | 0.315 | 0.003
| 0.528 | 0.428 | 0.043 | 0.285 | 0.035 | 0.571 | 0.012 | 0.425 | 0.003
| 0.528 | 0.561 | 0.105 | 0.313 | 0.069 | 0.714 | 0.013 | 0.503 | 0.001
| 0.528 | 0.711 | 0.13 | 0.307 | 0.055 | 0.806 | 0.014 | 0.578 | 0
| 0.528 | 0.768 | 0.137 | 0.3 | 0.026 | 0.849 | 0.017 | 0.612 | 0
| 0.528 | 0.755 | 0.107 | 0.276 | 0.01 | 0.84 | 0.017 | 0.599 | 0
| 0.528 | 0.673 | 0.079 | 0.264 | 0.006 | 0.787 | 0.015 | 0.506 | 0
| 0.528 | 0.496 | 0.081 | 0.222 | 0.006 | 0.685 | 0.012 | 0.35 | 0.001
| 0.528 | 0.365 | 0.076 | 0.179 | 0.011 | 0.535 | 0.011 | 0.215 | 0.001
| 0.528 | 0.18 | 0.057 | 0.116 | 0.017 | 0.354 | 0.011 | 0.113 | 0.002
| 0.528 | 0.05 | 0.049 | 0.049 | 0.062 | 0.167 | 0.011 | 0.042 | 0.004
| 0.528 | 0.001 | 0.078 | 0.004 | 0.144 | 0.043 | 0.011 | 0.006 | 0.008
| 0.528 | 0 | 0.087 | 0 | 0.186 | 0.001 | 0.011 | 0 | 0.013
| 0.528 | 0 | 0.099 | 0 | 0.166 | 0 | 0.01 | 0 | 0.017
| 0.528 | 0 | 0.141 | 0 | 0.099 | 0 | 0.012 | 0 | 0.014
| 0.528 | 0 | 0.167 | 0 | 0.038 | 0 | 0.014 | 0 | 0.018
| 0.528 | 0 | 0.181 | 0 | 0.013 | 0 | 0.017 | 0 | 0.02
| 0.528 | 0 | 0.173 | 0 | 0.01 | 0 | 0.017 | 0 | 0.016
| 0.528 | 0 | 0.178 | 0 | 0.012 | 0 | 0.027 | 0 | 0.009
| 0.528 | 0 | 0.175 | 0 | 0.018 | 0 | 0.048 | 0 | 0.004
| 0.528 | 0 | 0.191 | 0 | 0.025 | 0 | 0.081 | 0 | 0.007
| 0.528 | 0.026 | 0.189 | 0.024 | 0.027 | 0.002 | 0.106 | 0.002 | 0.014
| 0.528 | 0.12 | 0.245 | 0.083 | 0.012 | 0.045 | 0.071 | 0.053 | 0.025
| 0.528 | 0.285 | 0.293 | 0.175 | 0.001 | 0.125 | 0.042 | 0.152 | 0.031
| 0.528 | 0.513 | 0.353 | 0.287 | 0.001 | 0.214 | 0.029 | 0.244 | 0.026
| 0.528 | 0.67 | 0.395 | 0.369 | 0.003 | 0.297 | 0.029 | 0.383 | 0.031
| 0.528 | 0.757 | 0.395 | 0.388 | 0.006 | 0.449 | 0.026 | 0.461 | 0.042
| 0.528 | 0.769 | 0.414 | 0.373 | 0.014 | 0.657 | 0.03 | 0.446 | 0.048
| 0.528 | 0.734 | 0.414 | 0.391 | 0.03 | 0.733 | 0.041 | 0.398 | 0.048
| 0.528 | 0.69 | 0.386 | 0.355 | 0.065 | 0.723 | 0.051 | 0.356 | 0.048
| 0.528 | 0.604 | 0.343 | 0.312 | 0.108 | 0.649 | 0.056 | 0.306 | 0.053
| 0.528 | 0.515 | 0.261 | 0.238 | 0.127 | 0.525 | 0.059 | 0.29 | 0.059
| 0.528 | 0.343 | 0.233 | 0.183 | 0.124 | 0.346 | 0.074 | 0.251 | 0.062
| 0.528 | 0.199 | 0.168 | 0.104 | 0.161 | 0.183 | 0.108 | 0.162 | 0.076
| 0.528 | 0.053 | 0.152 | 0.038 | 0.278 | 0.1 | 0.132 | 0.076 | 0.087
| 0.528 | 0.002 | 0.176 | 0.003 | 0.353 | 0.026 | 0.136 | 0.01 | 0.107
| 0.528 | 0 | 0.185 | 0 | 0.362 | 0 | 0.138 | 0 | 0.112
| 0.528 | 0 | 0.153 | 0 | 0.359 | 0 | 0.14 | 0 | 0.113
| 0.528 | 0 | 0.114 | 0 | 0.381 | 0 | 0.136 | 0 | 0.102
| 0.528 | 0 | 0.078 | 0 | 0.398 | 0 | 0.132 | 0 | 0.089
| 0.528 | 0 | 0.062 | 0 | 0.386 | 0 | 0.119 | 0 | 0.082
| 0.528 | 0 | 0.068 | 0 | 0.362 | 0 | 0.118 | 0 | 0.076
| 0.528 | 0 | 0.08 | 0 | 0.325 | 0 | 0.132 | 0 | 0.076
| 0.528 | 0 | 0.079 | 0 | 0.275 | 0 | 0.148 | 0 | 0.074
| 0.528 | 0 | 0.076 | 0 | 0.25 | 0 | 0.163 | 0 | 0.071
| 0.528 | 0.034 | 0.07 | 0.035 | 0.189 | 0 | 0.169 | 0.002 | 0.068
| 0.528 | 0.168 | 0.055 | 0.163 | 0.03 | 0.022 | 0.165 | 0.037 | 0.067
| 0.528 | 0.356 | 0.055 | 0.351 | 0 | 0.073 | 0.153 | 0.12 | 0.038
| 0.528 | 0.469 | 0.096 | 0.52 | 0.007 | 0.173 | 0.173 | 0.224 | 0.019
| 0.528 | 0.492 | 0.115 | 0.647 | 0.061 | 0.348 | 0.172 | 0.324 | 0.019
| 0.528 | 0.491 | 0.134 | 0.708 | 0.059 | 0.489 | 0.146 | 0.369 | 0.018
| 0.528 | 0.489 | 0.173 | 0.77 | 0.061 | 0.565 | 0.123 | 0.354 | 0.016
| 0.528 | 0.466 | 0.195 | 0.766 | 0.078 | 0.603 | 0.112 | 0.286 | 0.016
| 0.528 | 0.417 | 0.209 | 0.719 | 0.1 | 0.625 | 0.085 | 0.228 | 0.017
| 0.528 | 0.337 | 0.178 | 0.645 | 0.159 | 0.602 | 0.057 | 0.192 | 0.017
| 0.528 | 0.236 | 0.13 | 0.41 | 0.228 | 0.54 | 0.038 | 0.14 | 0.018
| 0.528 | 0.177 | 0.094 | 0.185 | 0.228 | 0.451 | 0.022 | 0.098 | 0.015
| 0.528 | 0.101 | 0.086 | 0.073 | 0.305 | 0.308 | 0.009 | 0.056 | 0.013
| 0.528 | 0.037 | 0.105 | 0.02 | 0.411 | 0.158 | 0.002 | 0.023 | 0.012
| 0.528 | 0.001 | 0.127 | 0.001 | 0.434 | 0.044 | 0.001 | 0.002 | 0.012
| 0.528 | 0 | 0.148 | 0 | 0.398 | 0.002 | 0 | 0 | 0.013
| 0.528 | 0 | 0.179 | 0 | 0.292 | 0 | 0 | 0 | 0.014
| 0.528 | 0 | 0.233 | 0 | 0.264 | 0 | 0 | 0 | 0.013
| 0.528 | 0 | 0.213 | 0 | 0.225 | 0 | 0.001 | 0 | 0.01
| 0.528 | 0 | 0.241 | 0 | 0.178 | 0 | 0.002 | 0 | 0.006
| 0.528 | 0 | 0.297 | 0 | 0.148 | 0 | 0.002 | 0 | 0.007
| 0.528 | 0 | 0.337 | 0 | 0.146 | 0 | 0.001 | 0 | 0.008
| 0.528 | 0 | 0.343 | 0 | 0.152 | 0 | 0.001 | 0 | 0.009
| 0.528 | 0 | 0.337 | 0 | 0.155 | 0 | 0.002 | 0 | 0.009
| 0.528 | 0.039 | 0.288 | 0.012 | 0.141 | 0.008 | 0.004 | 0 | 0.009
| 0.528 | 0.138 | 0.239 | 0.044 | 0.106 | 0.055 | 0.005 | 0.014 | 0.01
| 0.528 | 0.248 | 0.199 | 0.088 | 0.049 | 0.215 | 0.006 | 0.043 | 0.009
| 0.528 | 0.335 | 0.214 | 0.152 | 0.007 | 0.406 | 0.007 | 0.085 | 0.007
| 0.528 | 0.37 | 0.269 | 0.232 | 0.003 | 0.61 | 0.008 | 0.135 | 0.007
| 0.528 | 0.366 | 0.298 | 0.282 | 0.019 | 0.747 | 0.007 | 0.191 | 0.006
| 0.528 | 0.269 | 0.286 | 0.305 | 0.028 | 0.834 | 0.008 | 0.235 | 0.004
| 0.528 | 0.316 | 0.279 | 0.308 | 0.037 | 0.878 | 0.01 | 0.26 | 0.003
| 0.528 | 0.34 | 0.3 | 0.254 | 0.061 | 0.874 | 0.012 | 0.279 | 0.004
| 0.528 | 0.347 | 0.338 | 0.231 | 0.111 | 0.819 | 0.017 | 0.253 | 0.003
| 0.528 | 0.275 | 0.37 | 0.207 | 0.155 | 0.718 | 0.019 | 0.184 | 0.002
| 0.528 | 0.215 | 0.347 | 0.209 | 0.194 | 0.569 | 0.018 | 0.135 | 0.001
| 0.528 | 0.134 | 0.27 | 0.106 | 0.228 | 0.382 | 0.021 | 0.084 | 0.001
| 0.528 | 0.047 | 0.212 | 0.038 | 0.311 | 0.182 | 0.028 | 0.036 | 0
| 0.528 | 0.001 | 0.208 | 0.003 | 0.388 | 0.04 | 0.02 | 0.004 | 0.001
| 0.528 | 0 | 0.206 | 0 | 0.367 | 0.003 | 0.012 | 0 | 0.003
| 0.528 | 0 | 0.184 | 0 | 0.319 | 0 | 0.016 | 0 | 0.005
| 0.528 | 0 | 0.152 | 0 | 0.348 | 0 | 0.011 | 0 | 0.008
| 0.528 | 0 | 0.118 | 0 | 0.376 | 0 | 0.013 | 0 | 0.01
| 0.528 | 0 | 0.086 | 0 | 0.435 | 0 | 0.012 | 0 | 0.013
| 0.528 | 0 | 0.059 | 0 | 0.507 | 0 | 0.01 | 0 | 0.016
| 0.528 | 0 | 0.036 | 0 | 0.41 | 0 | 0.021 | 0 | 0.017
| 0.528 | 0 | 0.017 | 0 | 0.325 | 0 | 0.029 | 0 | 0.017
| 0.528 | 0 | 0.007 | 0 | 0.287 | 0 | 0.039 | 0 | 0.018
| 0.528 | 0.027 | 0.003 | 0.04 | 0.202 | 0.009 | 0.055 | 0.008 | 0.025
| 0.528 | 0.105 | 0.002 | 0.141 | 0.133 | 0.055 | 0.05 | 0.075 | 0.029
| 0.528 | 0.218 | 0.002 | 0.269 | 0.139 | 0.226 | 0.045 | 0.2 | 0.027
| 0.528 | 0.322 | 0.008 | 0.38 | 0.099 | 0.419 | 0.051 | 0.34 | 0.035
| 0.528 | 0.443 | 0.005 | 0.503 | 0.086 | 0.592 | 0.078 | 0.57 | 0.037
| 0.528 | 0.612 | 0 | 0.513 | 0.102 | 0.727 | 0.082 | 0.731 | 0.036
| 0.528 | 0.699 | 0 | 0.536 | 0.133 | 0.815 | 0.078 | 0.809 | 0.039
| 0.528 | 0.7 | 0 | 0.528 | 0.178 | 0.856 | 0.099 | 0.75 | 0.045
| 0.528 | 0.653 | 0.003 | 0.428 | 0.255 | 0.85 | 0.153 | 0.659 | 0.057
| 0.528 | 0.565 | 0.006 | 0.399 | 0.355 | 0.798 | 0.189 | 0.63 | 0.073
| 0.528 | 0.458 | 0.007 | 0.305 | 0.428 | 0.698 | 0.223 | 0.619 | 0.096
| 0.528 | 0.293 | 0.009 | 0.224 | 0.438 | 0.552 | 0.245 | 0.513 | 0.124
| 0.528 | 0.163 | 0.011 | 0.137 | 0.386 | 0.37 | 0.259 | 0.329 | 0.107
| 0.528 | 0.055 | 0.023 | 0.063 | 0.292 | 0.179 | 0.269 | 0.129 | 0.105
| 0.528 | 0.004 | 0.112 | 0.01 | 0.249 | 0.045 | 0.259 | 0.028 | 0.129
| 0.528 | 0 | 0.322 | 0 | 0.334 | 0.003 | 0.245 | 0 | 0.153
| 0.528 | 0 | 0.425 | 0 | 0.285 | 0 | 0.23 | 0 | 0.169
| 0.528 | 0 | 0.501 | 0 | 0.24 | 0 | 0.209 | 0 | 0.187
| 0.528 | 0 | 0.47 | 0 | 0.265 | 0 | 0.176 | 0 | 0.21
| 0.528 | 0 | 0.466 | 0 | 0.249 | 0 | 0.145 | 0 | 0.234
| 0.528 | 0 | 0.466 | 0 | 0.234 | 0 | 0.156 | 0 | 0.245
| 0.528 | 0 | 0.441 | 0 | 0.225 | 0 | 0.165 | 0 | 0.247
| 0.528 | 0 | 0.41 | 0 | 0.279 | 0 | 0.157 | 0 | 0.248
| 0.528 | 0 | 0.422 | 0.001 | 0.305 | 0 | 0.135 | 0 | 0.274
| 0.528 | 0.039 | 0.447 | 0.044 | 0.181 | 0.01 | 0.125 | 0.011 | 0.289
| 0.528 | 0.158 | 0.523 | 0.165 | 0.223 | 0.058 | 0.134 | 0.08 | 0.261
| 0.528 | 0.321 | 0.466 | 0.337 | 0.334 | 0.229 | 0.121 | 0.232 | 0.245
| 0.528 | 0.46 | 0.378 | 0.47 | 0.403 | 0.425 | 0.116 | 0.417 | 0.241
| 0.528 | 0.581 | 0.318 | 0.496 | 0.42 | 0.601 | 0.154 | 0.585 | 0.241
| 0.528 | 0.651 | 0.282 | 0.541 | 0.414 | 0.734 | 0.226 | 0.707 | 0.297
| 0.528 | 0.743 | 0.277 | 0.571 | 0.395 | 0.822 | 0.317 | 0.803 | 0.408
| 0.528 | 0.797 | 0.29 | 0.596 | 0.355 | 0.863 | 0.367 | 0.864 | 0.388
| 0.528 | 0.748 | 0.32 | 0.607 | 0.322 | 0.857 | 0.337 | 0.846 | 0.37
| 0.528 | 0.635 | 0.34 | 0.561 | 0.284 | 0.805 | 0.282 | 0.766 | 0.352
| 0.528 | 0.478 | 0.348 | 0.477 | 0.252 | 0.706 | 0.243 | 0.652 | 0.339
| 0.528 | 0.321 | 0.358 | 0.36 | 0.231 | 0.561 | 0.2 | 0.506 | 0.324
| 0.528 | 0.189 | 0.369 | 0.202 | 0.206 | 0.38 | 0.149 | 0.325 | 0.369
| 0.528 | 0.06 | 0.376 | 0.067 | 0.155 | 0.185 | 0.111 | 0.131 | 0.416
| 0.528 | 0.005 | 0.429 | 0.012 | 0.179 | 0.043 | 0.104 | 0.029 | 0.467
| 0.528 | 0 | 0.398 | 0 | 0.214 | 0.004 | 0.119 | 0 | 0.438
| 0.528 | 0 | 0.379 | 0 | 0.163 | 0 | 0.116 | 0 | 0.418
| 0.528 | 0 | 0.343 | 0 | 0.084 | 0 | 0.098 | 0 | 0.43
| 0.528 | 0 | 0.297 | 0 | 0.025 | 0 | 0.091 | 0 | 0.457
| 0.528 | 0 | 0.278 | 0 | 0.003 | 0 | 0.089 | 0 | 0.472
| 0.528 | 0 | 0.272 | 0 | 0.001 | 0 | 0.093 | 0 | 0.503
| 0.528 | 0 | 0.261 | 0 | 0 | 0 | 0.088 | 0 | 0.556
| 0.528 | 0 | 0.276 | 0 | 0 | 0 | 0.077 | 0 | 0.594
| 0.528 | 0 | 0.352 | 0.002 | 0 | 0 | 0.067 | 0 | 0.61
| 0.528 | 0.038 | 0.505 | 0.041 | 0 | 0.012 | 0.062 | 0.014 | 0.61
| 0.528 | 0.131 | 0.609 | 0.175 | 0.001 | 0.062 | 0.049 | 0.086 | 0.603
| 0.528 | 0.251 | 0.686 | 0.365 | 0.012 | 0.231 | 0.035 | 0.281 | 0.562
| 0.528 | 0.374 | 0.703 | 0.534 | 0.021 | 0.432 | 0.041 | 0.49 | 0.52
| 0.528 | 0.521 | 0.71 | 0.626 | 0.022 | 0.605 | 0.082 | 0.667 | 0.532
| 0.528 | 0.618 | 0.716 | 0.702 | 0.024 | 0.738 | 0.093 | 0.799 | 0.529
| 0.528 | 0.721 | 0.714 | 0.809 | 0.03 | 0.825 | 0.1 | 0.871 | 0.516
| 0.528 | 0.734 | 0.69 | 0.8 | 0.046 | 0.866 | 0.105 | 0.888 | 0.494
| 0.528 | 0.734 | 0.654 | 0.745 | 0.069 | 0.859 | 0.101 | 0.849 | 0.413
| 0.528 | 0.608 | 0.6 | 0.654 | 0.1 | 0.805 | 0.1 | 0.803 | 0.334
| 0.528 | 0.5 | 0.532 | 0.52 | 0.133 | 0.706 | 0.099 | 0.688 | 0.272
| 0.528 | 0.343 | 0.464 | 0.338 | 0.157 | 0.563 | 0.1 | 0.513 | 0.221
| 0.528 | 0.181 | 0.386 | 0.186 | 0.151 | 0.382 | 0.092 | 0.318 | 0.188
| 0.528 | 0.06 | 0.332 | 0.067 | 0.112 | 0.187 | 0.076 | 0.131 | 0.159
| 0.528 | 0.005 | 0.351 | 0.012 | 0.186 | 0.044 | 0.058 | 0.031 | 0.181
| 0.528 | 0 | 0.379 | 0 | 0.263 | 0.005 | 0.042 | 0 | 0.181
| 0.528 | 0 | 0.322 | 0 | 0.261 | 0 | 0.023 | 0 | 0.149
| 0.528 | 0 | 0.27 | 0 | 0.201 | 0 | 0.012 | 0 | 0.116
| 0.528 | 0 | 0.245 | 0 | 0.114 | 0 | 0.01 | 0 | 0.089
| 0.528 | 0 | 0.215 | 0 | 0.041 | 0 | 0.009 | 0 | 0.068
| 0.528 | 0 | 0.179 | 0 | 0.01 | 0 | 0.01 | 0 | 0.061
| 0.528 | 0 | 0.136 | 0 | 0.003 | 0 | 0.011 | 0 | 0.057
| 0.528 | 0 | 0.108 | 0 | 0.002 | 0 | 0.011 | 0 | 0.047
| 0.528 | 0 | 0.102 | 0.002 | 0.003 | 0 | 0.01 | 0 | 0.042
| 0.528 | 0.042 | 0.082 | 0.046 | 0.001 | 0.013 | 0.008 | 0.015 | 0.037
| 0.528 | 0.171 | 0.098 | 0.161 | 0.002 | 0.061 | 0.005 | 0.089 | 0.034
| 0.528 | 0.348 | 0.068 | 0.31 | 0.021 | 0.234 | 0.003 | 0.29 | 0.032
| 0.528 | 0.518 | 0.085 | 0.45 | 0.021 | 0.426 | 0.001 | 0.501 | 0.017
| 0.528 | 0.611 | 0.08 | 0.579 | 0.017 | 0.593 | 0 | 0.679 | 0.009
| 0.528 | 0.696 | 0.043 | 0.652 | 0.014 | 0.723 | 0 | 0.81 | 0.009
| 0.528 | 0.753 | 0.015 | 0.716 | 0.015 | 0.808 | 0.002 | 0.893 | 0.008
| 0.528 | 0.778 | 0.003 | 0.722 | 0.021 | 0.85 | 0.008 | 0.9 | 0.008
| 0.528 | 0.749 | 0.001 | 0.682 | 0.028 | 0.848 | 0.016 | 0.9 | 0.006
| 0.528 | 0.669 | 0.001 | 0.593 | 0.035 | 0.797 | 0.026 | 0.838 | 0.004
| 0.528 | 0.564 | 0.002 | 0.421 | 0.033 | 0.698 | 0.035 | 0.719 | 0.003
| 0.528 | 0.397 | 0.004 | 0.269 | 0.022 | 0.554 | 0.04 | 0.551 | 0.002
| 0.528 | 0.205 | 0.009 | 0.143 | 0.008 | 0.378 | 0.04 | 0.346 | 0.001
| 0.528 | 0.064 | 0.025 | 0.055 | 0.007 | 0.188 | 0.037 | 0.137 | 0.001
| 0.528 | 0.006 | 0.063 | 0.008 | 0.041 | 0.051 | 0.036 | 0.031 | 0
| 0.528 | 0 | 0.11 | 0 | 0.102 | 0.006 | 0.035 | 0 | 0
| 0.528 | 0 | 0.096 | 0 | 0.148 | 0 | 0.032 | 0 | 0
| 0.528 | 0 | 0.101 | 0 | 0.147 | 0 | 0.031 | 0 | 0
| 0.528 | 0 | 0.129 | 0 | 0.181 | 0 | 0.029 | 0 | 0
| 0.528 | 0 | 0.168 | 0 | 0.195 | 0 | 0.023 | 0 | 0
| 0.528 | 0 | 0.205 | 0 | 0.198 | 0 | 0.017 | 0 | 0
| 0.528 | 0 | 0.243 | 0 | 0.146 | 0 | 0.014 | 0 | 0
| 0.528 | 0 | 0.254 | 0 | 0.143 | 0 | 0.01 | 0 | 0
| 0.528 | 0.001 | 0.212 | 0.003 | 0.138 | 0 | 0.007 | 0 | 0.001
| 0.528 | 0.046 | 0.118 | 0.049 | 0.114 | 0.011 | 0.006 | 0.016 | 0.001
| 0.528 | 0.146 | 0.082 | 0.182 | 0.118 | 0.067 | 0.004 | 0.089 | 0.001
| 0.528 | 0.272 | 0.068 | 0.375 | 0.133 | 0.189 | 0.002 | 0.281 | 0.001
| 0.528 | 0.353 | 0.088 | 0.517 | 0.126 | 0.35 | 0.001 | 0.485 | 0
| 0.528 | 0.442 | 0.111 | 0.681 | 0.11 | 0.508 | 0.003 | 0.659 | 0
| 0.528 | 0.542 | 0.117 | 0.802 | 0.086 | 0.637 | 0.004 | 0.789 | 0
| 0.528 | 0.624 | 0.119 | 0.865 | 0.067 | 0.666 | 0.003 | 0.869 | 0.001
| 0.528 | 0.638 | 0.127 | 0.871 | 0.049 | 0.633 | 0.003 | 0.9 | 0.001
| 0.528 | 0.615 | 0.133 | 0.83 | 0.037 | 0.606 | 0.004 | 0.884 | 0.001
| 0.528 | 0.608 | 0.128 | 0.741 | 0.027 | 0.591 | 0.004 | 0.816 | 0.001
| 0.528 | 0.489 | 0.148 | 0.607 | 0.02 | 0.535 | 0.008 | 0.697 | 0.001
| 0.528 | 0.374 | 0.162 | 0.437 | 0.015 | 0.425 | 0.015 | 0.531 | 0
| 0.528 | 0.214 | 0.173 | 0.242 | 0.011 | 0.312 | 0.022 | 0.333 | 0
| 0.528 | 0.057 | 0.204 | 0.065 | 0.01 | 0.17 | 0.026 | 0.134 | 0
| 0.528 | 0.007 | 0.323 | 0.018 | 0.018 | 0.055 | 0.035 | 0.034 | 0
| 0.528 | 0 | 0.407 | 0 | 0.046 | 0.007 | 0.052 | 0 | 0
| 0.528 | 0 | 0.317 | 0 | 0.108 | 0 | 0.065 | 0 | 0
| 0.528 | 0 | 0.167 | 0 | 0.198 | 0 | 0.07 | 0 | 0
| 0.528 | 0 | 0.083 | 0 | 0.279 | 0 | 0.07 | 0 | 0
| 0.528 | 0 | 0.058 | 0 | 0.334 | 0 | 0.069 | 0 | 0
| 0.528 | 0 | 0.051 | 0 | 0.341 | 0 | 0.055 | 0 | 0
| 0.528 | 0 | 0.04 | 0 | 0.32 | 0 | 0.042 | 0 | 0
| 0.528 | 0 | 0.032 | 0 | 0.316 | 0 | 0.035 | 0 | 0
| 0.528 | 0.001 | 0.021 | 0.003 | 0.274 | 0 | 0.033 | 0 | 0
| 0.528 | 0.04 | 0.008 | 0.04 | 0.086 | 0.017 | 0.033 | 0.018 | 0
| 0.528 | 0.181 | 0.004 | 0.186 | 0.107 | 0.071 | 0.03 | 0.091 | 0
| 0.528 | 0.381 | 0.001 | 0.382 | 0.233 | 0.223 | 0.023 | 0.273 | 0
| 0.528 | 0.586 | 0 | 0.561 | 0.178 | 0.389 | 0.026 | 0.474 | 0
| 0.528 | 0.742 | 0 | 0.7 | 0.116 | 0.517 | 0.028 | 0.65 | 0
| 0.528 | 0.85 | 0 | 0.795 | 0.068 | 0.619 | 0.036 | 0.782 | 0
| 0.528 | 0.89 | 0 | 0.84 | 0.035 | 0.709 | 0.05 | 0.866 | 0
| 0.528 | 0.861 | 0.001 | 0.839 | 0.014 | 0.767 | 0.062 | 0.898 | 0
| 0.528 | 0.797 | 0.003 | 0.794 | 0.005 | 0.781 | 0.069 | 0.878 | 0
| 0.528 | 0.718 | 0.007 | 0.707 | 0.002 | 0.73 | 0.079 | 0.806 | 0
| 0.528 | 0.586 | 0.007 | 0.578 | 0.001 | 0.645 | 0.094 | 0.686 | 0
| 0.528 | 0.41 | 0.005 | 0.413 | 0.003 | 0.52 | 0.108 | 0.507 | 0
| 0.528 | 0.225 | 0.002 | 0.23 | 0.012 | 0.36 | 0.108 | 0.32 | 0
| 0.528 | 0.061 | 0.007 | 0.07 | 0.108 | 0.189 | 0.089 | 0.14 | 0
| 0.528 | 0.008 | 0.024 | 0.019 | 0.349 | 0.055 | 0.075 | 0.039 | 0
| 0.528 | 0 | 0.042 | 0 | 0.501 | 0.011 | 0.077 | 0 | 0
| 0.528 | 0 | 0.044 | 0 | 0.45 | 0 | 0.082 | 0 | 0
| 0.528 | 0 | 0.046 | 0 | 0.37 | 0 | 0.082 | 0 | 0
| 0.528 | 0 | 0.058 | 0 | 0.274 | 0 | 0.075 | 0 | 0
| 0.528 | 0 | 0.074 | 0 | 0.175 | 0 | 0.068 | 0 | 0
| 0.528 | 0 | 0.092 | 0 | 0.116 | 0 | 0.055 | 0 | 0
| 0.528 | 0 | 0.095 | 0 | 0.096 | 0 | 0.052 | 0 | 0
| 0.528 | 0 | 0.102 | 0 | 0.099 | 0 | 0.057 | 0 | 0
| 0.528 | 0.001 | 0.112 | 0.004 | 0.091 | 0 | 0.061 | 0 | 0
| 0.528 | 0.047 | 0.083 | 0.047 | 0.034 | 0.011 | 0.053 | 0.011 | 0
| 0.528 | 0.169 | 0.046 | 0.179 | 0.032 | 0.051 | 0.036 | 0.065 | 0
| 0.528 | 0.351 | 0.014 | 0.359 | 0.032 | 0.148 | 0.023 | 0.161 | 0
| 0.528 | 0.535 | 0.006 | 0.525 | 0.057 | 0.342 | 0.022 | 0.292 | 0
| 0.528 | 0.666 | 0.004 | 0.656 | 0.079 | 0.548 | 0.013 | 0.482 | 0
| 0.528 | 0.739 | 0.003 | 0.743 | 0.077 | 0.697 | 0.004 | 0.612 | 0
| 0.528 | 0.724 | 0.003 | 0.783 | 0.072 | 0.785 | 0.001 | 0.694 | 0
| 0.528 | 0.667 | 0.003 | 0.779 | 0.066 | 0.824 | 0 | 0.738 | 0
| 0.528 | 0.587 | 0.002 | 0.724 | 0.057 | 0.814 | 0 | 0.743 | 0
| 0.528 | 0.529 | 0.001 | 0.641 | 0.044 | 0.764 | 0.001 | 0.717 | 0
| 0.528 | 0.418 | 0.002 | 0.504 | 0.032 | 0.669 | 0.003 | 0.621 | 0
| 0.528 | 0.294 | 0.003 | 0.349 | 0.027 | 0.533 | 0.005 | 0.473 | 0
| 0.528 | 0.171 | 0.005 | 0.199 | 0.035 | 0.36 | 0.007 | 0.305 | 0
| 0.528 | 0.064 | 0.011 | 0.077 | 0.123 | 0.188 | 0.011 | 0.141 | 0
| 0.528 | 0.008 | 0.02 | 0.019 | 0.311 | 0.057 | 0.017 | 0.041 | 0
| 0.528 | 0 | 0.026 | 0 | 0.333 | 0.012 | 0.017 | 0 | 0.001
| 0.528 | 0 | 0.038 | 0 | 0.245 | 0 | 0.011 | 0 | 0.001
| 0.528 | 0 | 0.05 | 0 | 0.144 | 0 | 0.008 | 0 | 0.001
| 0.528 | 0 | 0.064 | 0 | 0.074 | 0 | 0.005 | 0 | 0.002
| 0.528 | 0 | 0.079 | 0 | 0.036 | 0 | 0.003 | 0 | 0.002
| 0.528 | 0 | 0.091 | 0 | 0.023 | 0 | 0.002 | 0 | 0.002
| 0.528 | 0 | 0.096 | 0 | 0.022 | 0 | 0.001 | 0 | 0.002
| 0.528 | 0 | 0.088 | 0 | 0.03 | 0 | 0 | 0 | 0.002
| 0.528 | 0.001 | 0.071 | 0.005 | 0.026 | 0 | 0 | 0 | 0.003
| 0.528 | 0.048 | 0.042 | 0.054 | 0.005 | 0.018 | 0 | 0.011 | 0.005
| 0.528 | 0.169 | 0.014 | 0.168 | 0.001 | 0.077 | 0 | 0.066 | 0.005
| 0.528 | 0.369 | 0.007 | 0.276 | 0.009 | 0.199 | 0 | 0.165 | 0.004
| 0.528 | 0.556 | 0.005 | 0.377 | 0.03 | 0.345 | 0 | 0.287 | 0.004
| 0.528 | 0.687 | 0.002 | 0.459 | 0.035 | 0.484 | 0 | 0.416 | 0.004
| 0.528 | 0.779 | 0.001 | 0.537 | 0.033 | 0.583 | 0.001 | 0.524 | 0.003
| 0.528 | 0.831 | 0.001 | 0.593 | 0.032 | 0.609 | 0.001 | 0.594 | 0.004
| 0.528 | 0.809 | 0 | 0.622 | 0.031 | 0.632 | 0.001 | 0.673 | 0.006
| 0.528 | 0.747 | 0 | 0.635 | 0.035 | 0.64 | 0.001 | 0.697 | 0.007
| 0.528 | 0.658 | 0 | 0.623 | 0.048 | 0.591 | 0.001 | 0.62 | 0.009
| 0.528 | 0.523 | 0 | 0.509 | 0.07 | 0.507 | 0.001 | 0.495 | 0.011
| 0.528 | 0.35 | 0.001 | 0.367 | 0.102 | 0.405 | 0.001 | 0.362 | 0.012
| 0.528 | 0.183 | 0.012 | 0.214 | 0.122 | 0.284 | 0.002 | 0.23 | 0.012
| 0.528 | 0.063 | 0.072 | 0.074 | 0.148 | 0.158 | 0.002 | 0.116 | 0.013
| 0.528 | 0.007 | 0.194 | 0.021 | 0.291 | 0.059 | 0.002 | 0.036 | 0.016
| 0.528 | 0 | 0.261 | 0 | 0.441 | 0.01 | 0.001 | 0 | 0.021
| 0.528 | 0 | 0.279 | 0 | 0.386 | 0 | 0.001 | 0 | 0.026
| 0.528 | 0 | 0.227 | 0 | 0.332 | 0 | 0.002 | 0 | 0.034
| 0.528 | 0 | 0.217 | 0 | 0.291 | 0 | 0.004 | 0 | 0.039
| 0.528 | 0 | 0.212 | 0 | 0.21 | 0 | 0.008 | 0 | 0.041
| 0.528 | 0 | 0.196 | 0 | 0.119 | 0 | 0.009 | 0 | 0.041
| 0.528 | 0 | 0.177 | 0 | 0.043 | 0 | 0.009 | 0 | 0.042
| 0.528 | 0 | 0.158 | 0 | 0.007 | 0 | 0.01 | 0 | 0.042
| 0.528 | 0.001 | 0.121 | 0.008 | 0 | 0 | 0.011 | 0 | 0.044
| 0.528 | 0.047 | 0.084 | 0.044 | 0 | 0.021 | 0.009 | 0.02 | 0.045
| 0.528 | 0.176 | 0.051 | 0.188 | 0 | 0.079 | 0.007 | 0.091 | 0.041
| 0.528 | 0.371 | 0.098 | 0.372 | 0.005 | 0.223 | 0.004 | 0.23 | 0.034
| 0.528 | 0.559 | 0.168 | 0.542 | 0.028 | 0.396 | 0.006 | 0.437 | 0.028
| 0.528 | 0.705 | 0.196 | 0.677 | 0.038 | 0.553 | 0.013 | 0.619 | 0.028
| 0.528 | 0.803 | 0.178 | 0.768 | 0.05 | 0.663 | 0.018 | 0.751 | 0.03
| 0.528 | 0.854 | 0.142 | 0.815 | 0.064 | 0.718 | 0.019 | 0.827 | 0.03
| 0.528 | 0.859 | 0.104 | 0.818 | 0.082 | 0.739 | 0.018 | 0.859 | 0.026
| 0.528 | 0.818 | 0.078 | 0.778 | 0.109 | 0.713 | 0.016 | 0.841 | 0.021
| 0.528 | 0.731 | 0.068 | 0.696 | 0.147 | 0.664 | 0.011 | 0.769 | 0.017
| 0.528 | 0.6 | 0.067 | 0.574 | 0.191 | 0.573 | 0.007 | 0.651 | 0.012
| 0.528 | 0.428 | 0.071 | 0.413 | 0.233 | 0.428 | 0.004 | 0.494 | 0.009
| 0.528 | 0.234 | 0.067 | 0.236 | 0.241 | 0.292 | 0.002 | 0.303 | 0.006
| 0.528 | 0.061 | 0.069 | 0.079 | 0.22 | 0.166 | 0.002 | 0.135 | 0.004
| 0.528 | 0.014 | 0.075 | 0.024 | 0.334 | 0.064 | 0.001 | 0.041 | 0.003
| 0.528 | 0 | 0.068 | 0 | 0.401 | 0.012 | 0.001 | 0 | 0.002
| 0.528 | 0 | 0.053 | 0 | 0.357 | 0 | 0 | 0 | 0.001
| 0.528 | 0 | 0.041 | 0 | 0.249 | 0 | 0 | 0 | 0.001
| 0.528 | 0 | 0.037 | 0 | 0.165 | 0 | 0 | 0 | 0.001
| 0.528 | 0 | 0.05 | 0 | 0.091 | 0 | 0 | 0 | 0.001
| 0.528 | 0 | 0.074 | 0 | 0.056 | 0 | 0 | 0 | 0.001
| 0.528 | 0 | 0.106 | 0 | 0.048 | 0 | 0 | 0 | 0.001
| 0.528 | 0 | 0.14 | 0 | 0.037 | 0 | 0.001 | 0 | 0.002
| 0.528 | 0.003 | 0.13 | 0.007 | 0.015 | 0 | 0.003 | 0 | 0.002
| 0.528 | 0.049 | 0.119 | 0.055 | 0 | 0.022 | 0.005 | 0.024 | 0.003
| 0.528 | 0.174 | 0.099 | 0.171 | 0 | 0.082 | 0.007 | 0.101 | 0.004
| 0.528 | 0.333 | 0.172 | 0.306 | 0.006 | 0.178 | 0.004 | 0.282 | 0.004
| 0.528 | 0.486 | 0.202 | 0.424 | 0.013 | 0.29 | 0.003 | 0.474 | 0.002
| 0.528 | 0.62 | 0.194 | 0.528 | 0.017 | 0.356 | 0.001 | 0.638 | 0.001
| 0.528 | 0.708 | 0.17 | 0.611 | 0.021 | 0.413 | 0 | 0.758 | 0.001
| 0.528 | 0.751 | 0.138 | 0.663 | 0.022 | 0.474 | 0 | 0.842 | 0.001
| 0.528 | 0.741 | 0.105 | 0.687 | 0.021 | 0.549 | 0 | 0.885 | 0.001
| 0.528 | 0.696 | 0.087 | 0.681 | 0.016 | 0.525 | 0 | 0.866 | 0.001
| 0.528 | 0.625 | 0.071 | 0.643 | 0.01 | 0.481 | 0 | 0.795 | 0.001
| 0.528 | 0.513 | 0.054 | 0.559 | 0.006 | 0.357 | 0 | 0.677 | 0.001
| 0.528 | 0.366 | 0.037 | 0.407 | 0.004 | 0.269 | 0 | 0.511 | 0
| 0.528 | 0.21 | 0.024 | 0.234 | 0.003 | 0.173 | 0 | 0.329 | 0
| 0.528 | 0.072 | 0.017 | 0.081 | 0.003 | 0.084 | 0.002 | 0.152 | 0
| 0.528 | 0.015 | 0.009 | 0.026 | 0.006 | 0.032 | 0.005 | 0.048 | 0
| 0.528 | 0 | 0.006 | 0 | 0.012 | 0.005 | 0.005 | 0.001 | 0
| 0.528 | 0 | 0.005 | 0 | 0.023 | 0 | 0.002 | 0 | 0
| 0.528 | 0 | 0.003 | 0 | 0.042 | 0 | 0 | 0 | 0
| 0.528 | 0 | 0.001 | 0 | 0.058 | 0 | 0 | 0 | 0.001
| 0.528 | 0 | 0 | 0 | 0.065 | 0 | 0 | 0 | 0.002
| 0.528 | 0 | 0 | 0 | 0.063 | 0 | 0 | 0 | 0.003
| 0.528 | 0 | 0 | 0 | 0.054 | 0 | 0 | 0 | 0.004
| 0.528 | 0 | 0 | 0 | 0.045 | 0 | 0 | 0 | 0.004
| 0.528 | 0.003 | 0 | 0.01 | 0.033 | 0 | 0 | 0 | 0.004
| 0.528 | 0.052 | 0.001 | 0.057 | 0.009 | 0.003 | 0 | 0.021 | 0.005
| 0.528 | 0.173 | 0 | 0.175 | 0.002 | 0.023 | 0 | 0.087 | 0.004
| 0.528 | 0.352 | 0 | 0.323 | 0.017 | 0.067 | 0 | 0.174 | 0.001
| 0.528 | 0.534 | 0 | 0.478 | 0.047 | 0.151 | 0 | 0.242 | 0
| 0.528 | 0.669 | 0 | 0.61 | 0.041 | 0.223 | 0 | 0.287 | 0.001
| 0.528 | 0.754 | 0 | 0.693 | 0.02 | 0.29 | 0 | 0.351 | 0.001
| 0.528 | 0.759 | 0 | 0.725 | 0.007 | 0.267 | 0 | 0.392 | 0.001
| 0.528 | 0.697 | 0 | 0.681 | 0.001 | 0.286 | 0 | 0.361 | 0
| 0.528 | 0.585 | 0 | 0.539 | 0 | 0.313 | 0 | 0.318 | 0
| 0.528 | 0.444 | 0.001 | 0.36 | 0 | 0.367 | 0 | 0.332 | 0
| 0.528 | 0.35 | 0.001 | 0.223 | 0.009 | 0.438 | 0 | 0.309 | 0
| 0.528 | 0.249 | 0.001 | 0.139 | 0.064 | 0.405 | 0 | 0.231 | 0
| 0.528 | 0.158 | 0.001 | 0.081 | 0.14 | 0.292 | 0 | 0.151 | 0
| 0.528 | 0.069 | 0.001 | 0.04 | 0.193 | 0.163 | 0 | 0.082 | 0
| 0.528 | 0.013 | 0.001 | 0.011 | 0.196 | 0.068 | 0 | 0.026 | 0
| 0.528 | 0 | 0.001 | 0 | 0.15 | 0.014 | 0.001 | 0 | 0.001
| 0.528 | 0 | 0.005 | 0 | 0.106 | 0 | 0.002 | 0 | 0.002
| 0.528 | 0 | 0.011 | 0 | 0.065 | 0 | 0.006 | 0 | 0.004
| 0.528 | 0 | 0.016 | 0 | 0.05 | 0 | 0.011 | 0 | 0.006
| 0.528 | 0 | 0.024 | 0 | 0.039 | 0 | 0.015 | 0 | 0.008
| 0.528 | 0 | 0.027 | 0 | 0.036 | 0 | 0.017 | 0 | 0.012
| 0.528 | 0 | 0.022 | 0 | 0.041 | 0 | 0.019 | 0 | 0.014
| 0.528 | 0 | 0.014 | 0 | 0.038 | 0 | 0.021 | 0 | 0.015
| 0.528 | 0.004 | 0.009 | 0.004 | 0.03 | 0 | 0.021 | 0 | 0.017
| 0.528 | 0.055 | 0.003 | 0.042 | 0.004 | 0.015 | 0.02 | 0.012 | 0.018
| 0.528 | 0.145 | 0 | 0.113 | 0 | 0.071 | 0.015 | 0.051 | 0.021
| 0.528 | 0.247 | 0.001 | 0.217 | 0 | 0.187 | 0.011 | 0.107 | 0.02
| 0.528 | 0.318 | 0.002 | 0.292 | 0.001 | 0.356 | 0.018 | 0.171 | 0.019
| 0.528 | 0.368 | 0 | 0.342 | 0 | 0.502 | 0.025 | 0.228 | 0.017
| 0.528 | 0.363 | 0 | 0.434 | 0 | 0.587 | 0.026 | 0.299 | 0.018
| 0.528 | 0.336 | 0 | 0.471 | 0 | 0.59 | 0.029 | 0.418 | 0.022
| 0.528 | 0.317 | 0 | 0.546 | 0 | 0.52 | 0.032 | 0.547 | 0.031
| 0.528 | 0.275 | 0 | 0.536 | 0 | 0.44 | 0.035 | 0.595 | 0.029
| 0.528 | 0.267 | 0 | 0.564 | 0 | 0.341 | 0.037 | 0.471 | 0.021
| 0.528 | 0.251 | 0.002 | 0.462 | 0 | 0.312 | 0.039 | 0.314 | 0.013
| 0.528 | 0.222 | 0.012 | 0.332 | 0 | 0.261 | 0.041 | 0.193 | 0.011
| 0.528 | 0.156 | 0.021 | 0.21 | 0 | 0.185 | 0.041 | 0.13 | 0.011
| 0.528 | 0.069 | 0.045 | 0.086 | 0 | 0.121 | 0.036 | 0.081 | 0.013
| 0.528 | 0.014 | 0.08 | 0.028 | 0 | 0.06 | 0.032 | 0.035 | 0.015
| 0.528 | 0 | 0.087 | 0 | 0 | 0.013 | 0.039 | 0 | 0.016
| 0.528 | 0 | 0.082 | 0 | 0 | 0 | 0.037 | 0 | 0.016
| 0.528 | 0 | 0.048 | 0 | 0 | 0 | 0.034 | 0 | 0.015
| 0.528 | 0 | 0.037 | 0 | 0 | 0 | 0.028 | 0 | 0.016
| 0.528 | 0 | 0.017 | 0 | 0 | 0 | 0.021 | 0 | 0.014
| 0.528 | 0 | 0.008 | 0 | 0.011 | 0 | 0.019 | 0 | 0.009
| 0.528 | 0 | 0.006 | 0 | 0.049 | 0 | 0.018 | 0 | 0.008
| 0.528 | 0 | 0.002 | 0 | 0.076 | 0 | 0.017 | 0 | 0.011
| 0.528 | 0.004 | 0.001 | 0.013 | 0.085 | 0 | 0.015 | 0 | 0.014
| 0.528 | 0.047 | 0.006 | 0.055 | 0.068 | 0.022 | 0.012 | 0.013 | 0.016
| 0.528 | 0.134 | 0.003 | 0.186 | 0.002 | 0.082 | 0.006 | 0.053 | 0.015
| 0.528 | 0.271 | 0 | 0.347 | 0.013 | 0.178 | 0.005 | 0.101 | 0.017
| 0.528 | 0.384 | 0.005 | 0.508 | 0.046 | 0.327 | 0.006 | 0.122 | 0.022
| 0.528 | 0.47 | 0.038 | 0.625 | 0.038 | 0.492 | 0.01 | 0.139 | 0.025
| 0.528 | 0.523 | 0.072 | 0.697 | 0.017 | 0.644 | 0.021 | 0.188 | 0.028
| 0.528 | 0.552 | 0.112 | 0.726 | 0.006 | 0.678 | 0.032 | 0.261 | 0.035
| 0.528 | 0.502 | 0.144 | 0.675 | 0.004 | 0.584 | 0.032 | 0.259 | 0.036
| 0.528 | 0.402 | 0.156 | 0.584 | 0.005 | 0.489 | 0.029 | 0.244 | 0.031
| 0.528 | 0.299 | 0.144 | 0.472 | 0.007 | 0.413 | 0.031 | 0.172 | 0.033
| 0.528 | 0.219 | 0.132 | 0.346 | 0.012 | 0.321 | 0.032 | 0.117 | 0.023
| 0.528 | 0.157 | 0.135 | 0.225 | 0.023 | 0.218 | 0.026 | 0.088 | 0.02
| 0.528 | 0.092 | 0.14 | 0.139 | 0.041 | 0.145 | 0.015 | 0.056 | 0.023
| 0.528 | 0.041 | 0.163 | 0.073 | 0.077 | 0.093 | 0.009 | 0.021 | 0.027
| 0.528 | 0.007 | 0.203 | 0.023 | 0.18 | 0.043 | 0.009 | 0.004 | 0.035
| 0.528 | 0 | 0.255 | 0 | 0.352 | 0.008 | 0.012 | 0 | 0.044
| 0.528 | 0 | 0.219 | 0 | 0.431 | 0 | 0.018 | 0 | 0.049
| 0.528 | 0 | 0.218 | 0 | 0.383 | 0 | 0.03 | 0 | 0.038
| 0.528 | 0 | 0.243 | 0 | 0.317 | 0 | 0.04 | 0 | 0.03
| 0.528 | 0 | 0.184 | 0 | 0.262 | 0 | 0.046 | 0 | 0.028
| 0.528 | 0 | 0.137 | 0 | 0.28 | 0 | 0.036 | 0 | 0.018
| 0.528 | 0 | 0.124 | 0 | 0.295 | 0 | 0.026 | 0 | 0.007
| 0.528 | 0 | 0.138 | 0 | 0.323 | 0 | 0.02 | 0 | 0.004
| 0.528 | 0 | 0.149 | 0.007 | 0.272 | 0 | 0.016 | 0 | 0.005
| 0.528 | 0.012 | 0.14 | 0.044 | 0.142 | 0.004 | 0.011 | 0.001 | 0.011
| 0.528 | 0.038 | 0.131 | 0.098 | 0.05 | 0.025 | 0.009 | 0.012 | 0.011
| 0.528 | 0.07 | 0.104 | 0.158 | 0.025 | 0.059 | 0.022 | 0.035 | 0.022
| 0.528 | 0.109 | 0.174 | 0.203 | 0.074 | 0.111 | 0.029 | 0.076 | 0.022
| 0.528 | 0.223 | 0.285 | 0.289 | 0.171 | 0.178 | 0.031 | 0.109 | 0.014
| 0.528 | 0.399 | 0.413 | 0.323 | 0.22 | 0.248 | 0.035 | 0.154 | 0.008
| 0.528 | 0.521 | 0.545 | 0.282 | 0.249 | 0.278 | 0.034 | 0.253 | 0.006
| 0.528 | 0.62 | 0.652 | 0.21 | 0.275 | 0.317 | 0.031 | 0.364 | 0.007
| 0.528 | 0.593 | 0.698 | 0.147 | 0.291 | 0.333 | 0.036 | 0.35 | 0.007
| 0.528 | 0.512 | 0.684 | 0.125 | 0.325 | 0.299 | 0.042 | 0.322 | 0.007
| 0.528 | 0.432 | 0.625 | 0.084 | 0.364 | 0.248 | 0.045 | 0.274 | 0.005
| 0.528 | 0.31 | 0.517 | 0.062 | 0.501 | 0.197 | 0.047 | 0.218 | 0.003
| 0.528 | 0.191 | 0.448 | 0.036 | 0.59 | 0.143 | 0.047 | 0.14 | 0.001
| 0.528 | 0.08 | 0.391 | 0.016 | 0.631 | 0.081 | 0.037 | 0.075 | 0
| 0.528 | 0.02 | 0.406 | 0.004 | 0.607 | 0.036 | 0.031 | 0.025 | 0
| 0.528 | 0 | 0.398 | 0 | 0.491 | 0.007 | 0.04 | 0 | 0
| 0.528 | 0 | 0.35 | 0 | 0.386 | 0 | 0.049 | 0 | 0
| 0.528 | 0 | 0.271 | 0 | 0.376 | 0 | 0.054 | 0 | 0
| 0.528 | 0 | 0.225 | 0 | 0.368 | 0 | 0.054 | 0 | 0.001
| 0.528 | 0 | 0.213 | 0 | 0.354 | 0 | 0.052 | 0 | 0.003
| 0.528 | 0 | 0.207 | 0 | 0.313 | 0 | 0.058 | 0 | 0.006
| 0.528 | 0 | 0.249 | 0 | 0.296 | 0 | 0.064 | 0 | 0.011
| 0.528 | 0 | 0.277 | 0 | 0.286 | 0 | 0.064 | 0 | 0.016
| 0.528 | 0.005 | 0.227 | 0.011 | 0.238 | 0 | 0.06 | 0 | 0.019
| 0.528 | 0.058 | 0.232 | 0.065 | 0.246 | 0.03 | 0.057 | 0.019 | 0.02
| 0.528 | 0.168 | 0.249 | 0.173 | 0.223 | 0.093 | 0.038 | 0.085 | 0.019
| 0.528 | 0.28 | 0.228 | 0.291 | 0.148 | 0.244 | 0.031 | 0.207 | 0.02
| 0.528 | 0.377 | 0.18 | 0.401 | 0.097 | 0.422 | 0.034 | 0.381 | 0.029
| 0.528 | 0.476 | 0.141 | 0.538 | 0.063 | 0.582 | 0.037 | 0.551 | 0.04
| 0.528 | 0.577 | 0.121 | 0.668 | 0.04 | 0.709 | 0.038 | 0.712 | 0.057
| 0.528 | 0.644 | 0.113 | 0.743 | 0.024 | 0.789 | 0.039 | 0.844 | 0.062
| 0.528 | 0.692 | 0.118 | 0.752 | 0.012 | 0.823 | 0.037 | 0.872 | 0.063
| 0.528 | 0.679 | 0.126 | 0.697 | 0.004 | 0.813 | 0.035 | 0.854 | 0.063
| 0.528 | 0.638 | 0.139 | 0.653 | 0.001 | 0.762 | 0.033 | 0.793 | 0.062
| 0.528 | 0.559 | 0.149 | 0.54 | 0 | 0.66 | 0.03 | 0.685 | 0.06
| 0.528 | 0.407 | 0.157 | 0.4 | 0 | 0.537 | 0.027 | 0.538 | 0.055
| 0.528 | 0.232 | 0.156 | 0.239 | 0 | 0.376 | 0.027 | 0.35 | 0.046
| 0.528 | 0.076 | 0.112 | 0.086 | 0 | 0.203 | 0.029 | 0.154 | 0.038
| 0.528 | 0.022 | 0.133 | 0.031 | 0.002 | 0.061 | 0.034 | 0.042 | 0.047
| 0.528 | 0 | 0.185 | 0 | 0.027 | 0.022 | 0.041 | 0.003 | 0.057
| 0.528 | 0 | 0.15 | 0 | 0.104 | 0 | 0.033 | 0 | 0.058
| 0.528 | 0 | 0.118 | 0 | 0.21 | 0 | 0.024 | 0 | 0.064
| 0.528 | 0 | 0.088 | 0 | 0.297 | 0 | 0.016 | 0 | 0.101
| 0.528 | 0 | 0.069 | 0 | 0.328 | 0 | 0.011 | 0 | 0.1
| 0.528 | 0 | 0.067 | 0 | 0.268 | 0 | 0.008 | 0 | 0.095
| 0.528 | 0 | 0.061 | 0 | 0.193 | 0 | 0.007 | 0 | 0.095
| 0.528 | 0 | 0.052 | 0 | 0.144 | 0 | 0.006 | 0 | 0.097
| 0.528 | 0.008 | 0.042 | 0.016 | 0.127 | 0 | 0.006 | 0 | 0.077
| 0.528 | 0.057 | 0.021 | 0.054 | 0.042 | 0.028 | 0.005 | 0.029 | 0.061
| 0.528 | 0.183 | 0.047 | 0.198 | 0 | 0.084 | 0.004 | 0.107 | 0.053
| 0.528 | 0.383 | 0.068 | 0.374 | 0 | 0.255 | 0.003 | 0.294 | 0.038
| 0.528 | 0.56 | 0.065 | 0.534 | 0 | 0.44 | 0.018 | 0.487 | 0.048
| 0.528 | 0.697 | 0.056 | 0.661 | 0 | 0.601 | 0.028 | 0.65 | 0.055
| 0.528 | 0.787 | 0.043 | 0.749 | 0 | 0.721 | 0.037 | 0.77 | 0.046
| 0.528 | 0.831 | 0.03 | 0.794 | 0 | 0.798 | 0.041 | 0.842 | 0.034
| 0.528 | 0.831 | 0.02 | 0.797 | 0 | 0.831 | 0.036 | 0.867 | 0.016
| 0.528 | 0.79 | 0.013 | 0.761 | 0 | 0.819 | 0.025 | 0.847 | 0.006
| 0.528 | 0.707 | 0.01 | 0.684 | 0.001 | 0.749 | 0.015 | 0.782 | 0.002
| 0.528 | 0.582 | 0.011 | 0.567 | 0.001 | 0.639 | 0.01 | 0.673 | 0
| 0.528 | 0.421 | 0.018 | 0.415 | 0.004 | 0.491 | 0.01 | 0.516 | 0
| 0.528 | 0.236 | 0.032 | 0.245 | 0.009 | 0.311 | 0.014 | 0.337 | 0
| 0.528 | 0.068 | 0.054 | 0.088 | 0.034 | 0.161 | 0.026 | 0.158 | 0
| 0.528 | 0.022 | 0.12 | 0.033 | 0.087 | 0.066 | 0.028 | 0.052 | 0
| 0.528 | 0 | 0.147 | 0 | 0.117 | 0.016 | 0.026 | 0.004 | 0
| 0.528 | 0 | 0.122 | 0 | 0.115 | 0 | 0.029 | 0 | 0
| 0.528 | 0 | 0.082 | 0 | 0.106 | 0 | 0.027 | 0 | 0
| 0.528 | 0 | 0.047 | 0 | 0.103 | 0 | 0.021 | 0 | 0
| 0.528 | 0 | 0.021 | 0 | 0.086 | 0 | 0.011 | 0 | 0
| 0.528 | 0 | 0.006 | 0 | 0.061 | 0 | 0.008 | 0 | 0
| 0.528 | 0 | 0.004 | 0 | 0.04 | 0 | 0.008 | 0 | 0.001
| 0.528 | 0 | 0.012 | 0 | 0.025 | 0 | 0.01 | 0 | 0.001
| 0.528 | 0.01 | 0.03 | 0.014 | 0.023 | 0 | 0.012 | 0 | 0.002
| 0.528 | 0.047 | 0.046 | 0.064 | 0.006 | 0.019 | 0.017 | 0.032 | 0.002
| 0.528 | 0.197 | 0.01 | 0.169 | 0.001 | 0.075 | 0.026 | 0.106 | 0.002
| 0.528 | 0.383 | 0.058 | 0.311 | 0.017 | 0.185 | 0.024 | 0.211 | 0
| 0.528 | 0.55 | 0.084 | 0.454 | 0.077 | 0.347 | 0.039 | 0.319 | 0
| 0.528 | 0.679 | 0.076 | 0.579 | 0.127 | 0.494 | 0.058 | 0.41 | 0
| 0.528 | 0.762 | 0.053 | 0.674 | 0.118 | 0.55 | 0.069 | 0.464 | 0
| 0.528 | 0.802 | 0.031 | 0.715 | 0.086 | 0.483 | 0.053 | 0.52 | 0
| 0.528 | 0.798 | 0.017 | 0.703 | 0.058 | 0.421 | 0.039 | 0.53 | 0.001
| 0.528 | 0.76 | 0.012 | 0.643 | 0.037 | 0.393 | 0.037 | 0.523 | 0.002
| 0.528 | 0.665 | 0.013 | 0.523 | 0.025 | 0.383 | 0.039 | 0.46 | 0.003
| 0.528 | 0.534 | 0.021 | 0.393 | 0.02 | 0.367 | 0.035 | 0.355 | 0.004
| 0.528 | 0.37 | 0.037 | 0.24 | 0.021 | 0.317 | 0.027 | 0.26 | 0.005
| 0.528 | 0.212 | 0.048 | 0.124 | 0.033 | 0.253 | 0.018 | 0.172 | 0.004
| 0.528 | 0.083 | 0.068 | 0.048 | 0.071 | 0.168 | 0.011 | 0.104 | 0.003
| 0.528 | 0.023 | 0.08 | 0.011 | 0.084 | 0.08 | 0.004 | 0.041 | 0.001
| 0.528 | 0 | 0.063 | 0 | 0.066 | 0.025 | 0.001 | 0.002 | 0.001
| 0.528 | 0 | 0.032 | 0 | 0.037 | 0 | 0 | 0 | 0.001
| 0.528 | 0 | 0.011 | 0 | 0.017 | 0 | 0 | 0 | 0.001
| 0.528 | 0 | 0.003 | 0 | 0.018 | 0 | 0.001 | 0 | 0.001
| 0.528 | 0 | 0.002 | 0 | 0.057 | 0 | 0.005 | 0 | 0.001
| 0.528 | 0 | 0.005 | 0 | 0.089 | 0 | 0.014 | 0 | 0.002
| 0.528 | 0 | 0.014 | 0 | 0.089 | 0 | 0.025 | 0 | 0.003
| 0.528 | 0 | 0.034 | 0 | 0.083 | 0 | 0.04 | 0 | 0.004
| 0.528 | 0.011 | 0.049 | 0.013 | 0.055 | 0 | 0.061 | 0 | 0.005
| 0.528 | 0.059 | 0.033 | 0.062 | 0.013 | 0.013 | 0.075 | 0.033 | 0.005
| 0.528 | 0.192 | 0.007 | 0.159 | 0.002 | 0.041 | 0.088 | 0.111 | 0.002
| 0.528 | 0.369 | 0.016 | 0.283 | 0.003 | 0.079 | 0.085 | 0.238 | 0.001
| 0.528 | 0.529 | 0.012 | 0.405 | 0.012 | 0.121 | 0.068 | 0.377 | 0.001
| 0.528 | 0.618 | 0.007 | 0.474 | 0.017 | 0.178 | 0.064 | 0.507 | 0
| 0.528 | 0.679 | 0.002 | 0.516 | 0.015 | 0.24 | 0.081 | 0.608 | 0
| 0.528 | 0.694 | 0 | 0.55 | 0.011 | 0.276 | 0.111 | 0.665 | 0.001
| 0.528 | 0.671 | 0 | 0.562 | 0.007 | 0.299 | 0.153 | 0.693 | 0.003
| 0.528 | 0.613 | 0 | 0.529 | 0.001 | 0.334 | 0.173 | 0.562 | 0.009
| 0.528 | 0.53 | 0 | 0.468 | 0 | 0.36 | 0.181 | 0.49 | 0.017
| 0.528 | 0.378 | 0 | 0.392 | 0 | 0.342 | 0.174 | 0.379 | 0.021
| 0.528 | 0.247 | 0 | 0.293 | 0 | 0.281 | 0.15 | 0.273 | 0.02
| 0.528 | 0.147 | 0 | 0.204 | 0.003 | 0.175 | 0.125 | 0.162 | 0.017
| 0.528 | 0.066 | 0 | 0.104 | 0.062 | 0.086 | 0.097 | 0.08 | 0.012
| 0.528 | 0.016 | 0.001 | 0.038 | 0.257 | 0.034 | 0.071 | 0.026 | 0.009
| 0.528 | 0 | 0.01 | 0 | 0.425 | 0.008 | 0.058 | 0.001 | 0.008
| 0.528 | 0 | 0.024 | 0 | 0.367 | 0 | 0.045 | 0 | 0.006
| 0.528 | 0 | 0.035 | 0 | 0.277 | 0 | 0.033 | 0 | 0.006
| 0.528 | 0 | 0.044 | 0 | 0.227 | 0 | 0.026 | 0 | 0.005
| 0.528 | 0 | 0.056 | 0 | 0.169 | 0 | 0.018 | 0 | 0.004
| 0.528 | 0 | 0.066 | 0 | 0.109 | 0 | 0.016 | 0 | 0.004
| 0.528 | 0 | 0.082 | 0 | 0.069 | 0 | 0.02 | 0 | 0.004
| 0.528 | 0 | 0.107 | 0 | 0.045 | 0 | 0.027 | 0 | 0.004
| 0.528 | 0.012 | 0.139 | 0.008 | 0.039 | 0 | 0.031 | 0 | 0.008
| 0.528 | 0.066 | 0.131 | 0.034 | 0.026 | 0.007 | 0.031 | 0.004 | 0.014
| 0.528 | 0.174 | 0.04 | 0.063 | 0.03 | 0.025 | 0.029 | 0.023 | 0.017
| 0.528 | 0.302 | 0.05 | 0.092 | 0.011 | 0.051 | 0.03 | 0.048 | 0.022
| 0.528 | 0.384 | 0.101 | 0.113 | 0.007 | 0.086 | 0.033 | 0.066 | 0.029
| 0.528 | 0.415 | 0.127 | 0.135 | 0.003 | 0.122 | 0.051 | 0.094 | 0.03
| 0.528 | 0.504 | 0.148 | 0.162 | 0.002 | 0.151 | 0.055 | 0.137 | 0.034
| 0.528 | 0.594 | 0.171 | 0.195 | 0.001 | 0.176 | 0.06 | 0.164 | 0.038
| 0.528 | 0.599 | 0.199 | 0.212 | 0.001 | 0.191 | 0.071 | 0.183 | 0.039
| 0.528 | 0.564 | 0.231 | 0.321 | 0 | 0.186 | 0.075 | 0.188 | 0.037
| 0.528 | 0.463 | 0.274 | 0.361 | 0 | 0.175 | 0.076 | 0.192 | 0.045
| 0.528 | 0.289 | 0.264 | 0.304 | 0 | 0.153 | 0.073 | 0.211 | 0.053
| 0.528 | 0.141 | 0.197 | 0.229 | 0 | 0.118 | 0.077 | 0.202 | 0.055
| 0.528 | 0.068 | 0.204 | 0.116 | 0 | 0.081 | 0.074 | 0.157 | 0.056
| 0.528 | 0.029 | 0.245 | 0.045 | 0.022 | 0.049 | 0.059 | 0.078 | 0.043
| 0.528 | 0.006 | 0.251 | 0.01 | 0.086 | 0.022 | 0.038 | 0.025 | 0.018
| 0.528 | 0 | 0.256 | 0 | 0.094 | 0.005 | 0.027 | 0 | 0.011
| 0.528 | 0 | 0.24 | 0 | 0.048 | 0 | 0.032 | 0 | 0.016
| 0.528 | 0 | 0.214 | 0 | 0.018 | 0 | 0.038 | 0 | 0.018
| 0.528 | 0 | 0.186 | 0 | 0.032 | 0 | 0.042 | 0 | 0.016
| 0.528 | 0 | 0.169 | 0 | 0.073 | 0 | 0.046 | 0 | 0.012
| 0.528 | 0 | 0.155 | 0 | 0.112 | 0 | 0.041 | 0 | 0.012
| 0.528 | 0 | 0.168 | 0 | 0.115 | 0 | 0.04 | 0 | 0.012
| 0.528 | 0 | 0.153 | 0 | 0.142 | 0 | 0.039 | 0 | 0.011
| 0.528 | 0.003 | 0.144 | 0.009 | 0.086 | 0 | 0.035 | 0 | 0.009
| 0.528 | 0.025 | 0.139 | 0.048 | 0.087 | 0.019 | 0.026 | 0.019 | 0.007
| 0.528 | 0.111 | 0.19 | 0.131 | 0.136 | 0.061 | 0.019 | 0.064 | 0.009
| 0.528 | 0.268 | 0.24 | 0.239 | 0.151 | 0.11 | 0.025 | 0.131 | 0.016
| 0.528 | 0.448 | 0.325 | 0.4 | 0.108 | 0.161 | 0.028 | 0.216 | 0.028
| 0.528 | 0.552 | 0.413 | 0.622 | 0.059 | 0.199 | 0.025 | 0.32 | 0.044
| 0.528 | 0.637 | 0.464 | 0.713 | 0.026 | 0.216 | 0.017 | 0.388 | 0.059
| 0.528 | 0.669 | 0.504 | 0.71 | 0.005 | 0.247 | 0.01 | 0.451 | 0.076
| 0.528 | 0.647 | 0.556 | 0.675 | 0 | 0.261 | 0.007 | 0.419 | 0.093
| 0.528 | 0.582 | 0.61 | 0.62 | 0 | 0.254 | 0.005 | 0.431 | 0.096
| 0.528 | 0.478 | 0.642 | 0.516 | 0.001 | 0.231 | 0.003 | 0.397 | 0.099
| 0.528 | 0.371 | 0.632 | 0.362 | 0.001 | 0.188 | 0.002 | 0.339 | 0.102
| 0.528 | 0.271 | 0.558 | 0.255 | 0 | 0.149 | 0.001 | 0.266 | 0.096
| 0.528 | 0.179 | 0.435 | 0.172 | 0 | 0.106 | 0.002 | 0.189 | 0.071
| 0.528 | 0.088 | 0.37 | 0.089 | 0.001 | 0.072 | 0.002 | 0.104 | 0.045
| 0.528 | 0.025 | 0.374 | 0.03 | 0.001 | 0.038 | 0.004 | 0.043 | 0.023
| 0.528 | 0 | 0.42 | 0 | 0.002 | 0.011 | 0.007 | 0.002 | 0.013
| 0.528 | 0 | 0.352 | 0 | 0.005 | 0 | 0.015 | 0 | 0.01
| 0.528 | 0 | 0.337 | 0 | 0.015 | 0 | 0.025 | 0 | 0.006
| 0.528 | 0 | 0.374 | 0 | 0.043 | 0 | 0.037 | 0 | 0.006
| 0.528 | 0 | 0.384 | 0 | 0.1 | 0 | 0.046 | 0 | 0.004
| 0.528 | 0 | 0.37 | 0 | 0.175 | 0 | 0.049 | 0 | 0.002
| 0.528 | 0 | 0.336 | 0 | 0.231 | 0 | 0.048 | 0 | 0
| 0.528 | 0 | 0.314 | 0 | 0.221 | 0 | 0.043 | 0 | 0
| 0.528 | 0.006 | 0.277 | 0.018 | 0.181 | 0 | 0.035 | 0 | 0
| 0.528 | 0.046 | 0.296 | 0.07 | 0.097 | 0.022 | 0.022 | 0.021 | 0.001
| 0.528 | 0.149 | 0.323 | 0.188 | 0.204 | 0.087 | 0.011 | 0.078 | 0.003
| 0.528 | 0.287 | 0.367 | 0.33 | 0.546 | 0.18 | 0.006 | 0.15 | 0.005
| 0.528 | 0.467 | 0.444 | 0.431 | 0.594 | 0.272 | 0.003 | 0.247 | 0.009
| 0.528 | 0.617 | 0.522 | 0.487 | 0.566 | 0.357 | 0.003 | 0.298 | 0.012
| 0.528 | 0.635 | 0.528 | 0.597 | 0.504 | 0.412 | 0.003 | 0.335 | 0.013
| 0.528 | 0.639 | 0.519 | 0.67 | 0.446 | 0.469 | 0.003 | 0.344 | 0.017
| 0.528 | 0.629 | 0.491 | 0.662 | 0.379 | 0.522 | 0.002 | 0.354 | 0.021
| 0.528 | 0.485 | 0.467 | 0.655 | 0.279 | 0.508 | 0.001 | 0.334 | 0.024
| 0.528 | 0.327 | 0.417 | 0.569 | 0.169 | 0.478 | 0 | 0.259 | 0.028
| 0.528 | 0.239 | 0.352 | 0.451 | 0.085 | 0.423 | 0 | 0.217 | 0.029
| 0.528 | 0.175 | 0.288 | 0.316 | 0.026 | 0.293 | 0 | 0.176 | 0.024
| 0.528 | 0.085 | 0.188 | 0.207 | 0.002 | 0.214 | 0 | 0.146 | 0.02
| 0.528 | 0.031 | 0.126 | 0.103 | 0 | 0.134 | 0.001 | 0.096 | 0.015
| 0.528 | 0.008 | 0.137 | 0.036 | 0.001 | 0.065 | 0.002 | 0.036 | 0.013
| 0.528 | 0 | 0.177 | 0.001 | 0.048 | 0.016 | 0.005 | 0.001 | 0.013
| 0.528 | 0 | 0.176 | 0 | 0.16 | 0 | 0.009 | 0 | 0.016
| 0.528 | 0 | 0.192 | 0 | 0.233 | 0 | 0.014 | 0 | 0.016
| 0.528 | 0 | 0.226 | 0 | 0.173 | 0 | 0.019 | 0 | 0.017
| 0.528 | 0 | 0.295 | 0 | 0.169 | 0 | 0.022 | 0 | 0.043
| 0.528 | 0 | 0.404 | 0 | 0.154 | 0 | 0.027 | 0 | 0.042
| 0.528 | 0 | 0.443 | 0 | 0.155 | 0 | 0.028 | 0 | 0.028
| 0.528 | 0 | 0.496 | 0 | 0.107 | 0 | 0.026 | 0 | 0.019
| 0.528 | 0.002 | 0.538 | 0.017 | 0.051 | 0 | 0.023 | 0 | 0.007
| 0.528 | 0.021 | 0.522 | 0.054 | 0.025 | 0.013 | 0.019 | 0.002 | 0.003
| 0.528 | 0.053 | 0.504 | 0.077 | 0.023 | 0.05 | 0.011 | 0.016 | 0.001
| 0.528 | 0.124 | 0.525 | 0.099 | 0.024 | 0.097 | 0.008 | 0.04 | 0
| 0.528 | 0.254 | 0.642 | 0.154 | 0.02 | 0.162 | 0.005 | 0.086 | 0.001
| 0.528 | 0.47 | 0.8 | 0.207 | 0.007 | 0.227 | 0.002 | 0.145 | 0.001
| 0.528 | 0.472 | 0.785 | 0.233 | 0.001 | 0.345 | 0.001 | 0.195 | 0.003
| 0.528 | 0.393 | 0.713 | 0.226 | 0 | 0.46 | 0.001 | 0.242 | 0.007
| 0.528 | 0.357 | 0.662 | 0.205 | 0 | 0.433 | 0 | 0.298 | 0.014
| 0.528 | 0.244 | 0.63 | 0.246 | 0 | 0.47 | 0 | 0.35 | 0.02
| 0.528 | 0.23 | 0.629 | 0.285 | 0 | 0.441 | 0.001 | 0.326 | 0.028
| 0.528 | 0.295 | 0.681 | 0.308 | 0 | 0.374 | 0.002 | 0.277 | 0.05
| 0.528 | 0.278 | 0.682 | 0.2 | 0 | 0.358 | 0.007 | 0.17 | 0.053
| 0.528 | 0.126 | 0.546 | 0.095 | 0.018 | 0.221 | 0.017 | 0.101 | 0.029
| 0.528 | 0.052 | 0.517 | 0.067 | 0.115 | 0.149 | 0.031 | 0.055 | 0.015
| 0.528 | 0.026 | 0.51 | 0.026 | 0.127 | 0.072 | 0.036 | 0.019 | 0.017
| 0.528 | 0 | 0.523 | 0.001 | 0.101 | 0.025 | 0.043 | 0.001 | 0.023
| 0.528 | 0 | 0.497 | 0 | 0.054 | 0 | 0.061 | 0 | 0.024
| 0.528 | 0 | 0.441 | 0 | 0.021 | 0 | 0.06 | 0 | 0.019
| 0.528 | 0 | 0.408 | 0 | 0.014 | 0 | 0.067 | 0 | 0.015
| 0.528 | 0 | 0.41 | 0 | 0.014 | 0 | 0.064 | 0 | 0.012
| 0.528 | 0 | 0.395 | 0 | 0.015 | 0 | 0.074 | 0 | 0.014
| 0.528 | 0 | 0.348 | 0 | 0.014 | 0 | 0.088 | 0 | 0.015
| 0.528 | 0 | 0.322 | 0 | 0.008 | 0 | 0.104 | 0 | 0.011
| 0.528 | 0.007 | 0.225 | 0.011 | 0.005 | 0.001 | 0.11 | 0 | 0.007
| 0.528 | 0.053 | 0.131 | 0.047 | 0 | 0.042 | 0.076 | 0.011 | 0.004
| 0.528 | 0.137 | 0.124 | 0.113 | 0.001 | 0.107 | 0.072 | 0.038 | 0.002
| 0.528 | 0.229 | 0.208 | 0.237 | 0.008 | 0.264 | 0.084 | 0.075 | 0.004
| 0.528 | 0.313 | 0.289 | 0.334 | 0.016 | 0.428 | 0.072 | 0.118 | 0.008
| 0.528 | 0.362 | 0.305 | 0.401 | 0.018 | 0.566 | 0.055 | 0.178 | 0.01
| 0.528 | 0.431 | 0.367 | 0.452 | 0.019 | 0.641 | 0.038 | 0.239 | 0.012
| 0.528 | 0.523 | 0.454 | 0.455 | 0.03 | 0.662 | 0.032 | 0.298 | 0.015
| 0.528 | 0.598 | 0.532 | 0.414 | 0.05 | 0.631 | 0.03 | 0.339 | 0.017
| 0.528 | 0.533 | 0.607 | 0.372 | 0.089 | 0.531 | 0.034 | 0.382 | 0.016
| 0.528 | 0.443 | 0.644 | 0.263 | 0.162 | 0.46 | 0.04 | 0.404 | 0.017
| 0.528 | 0.416 | 0.672 | 0.167 | 0.257 | 0.421 | 0.053 | 0.371 | 0.018
| 0.528 | 0.313 | 0.637 | 0.101 | 0.31 | 0.361 | 0.067 | 0.293 | 0.016
| 0.528 | 0.202 | 0.517 | 0.059 | 0.252 | 0.284 | 0.074 | 0.188 | 0.012
| 0.528 | 0.095 | 0.342 | 0.031 | 0.142 | 0.179 | 0.064 | 0.086 | 0.007
| 0.528 | 0.031 | 0.287 | 0.012 | 0.06 | 0.084 | 0.045 | 0.032 | 0.003
| 0.528 | 0 | 0.3 | 0 | 0.022 | 0.033 | 0.05 | 0.002 | 0.003
| 0.528 | 0 | 0.237 | 0 | 0.012 | 0 | 0.056 | 0 | 0.003
| 0.528 | 0 | 0.216 | 0 | 0.005 | 0 | 0.064 | 0 | 0.003
| 0.528 | 0 | 0.198 | 0 | 0.001 | 0 | 0.08 | 0 | 0.003
| 0.528 | 0 | 0.151 | 0 | 0 | 0 | 0.094 | 0 | 0.003
| 0.528 | 0 | 0.124 | 0 | 0 | 0 | 0.099 | 0 | 0.003
| 0.528 | 0 | 0.097 | 0 | 0 | 0 | 0.105 | 0 | 0.003
| 0.528 | 0 | 0.068 | 0 | 0 | 0 | 0.1 | 0 | 0.002
| 0.528 | 0.008 | 0.047 | 0.022 | 0 | 0.002 | 0.097 | 0 | 0.001
| 0.528 | 0.053 | 0.016 | 0.075 | 0 | 0.039 | 0.084 | 0.012 | 0.001
| 0.528 | 0.15 | 0.008 | 0.16 | 0 | 0.104 | 0.056 | 0.047 | 0
| 0.528 | 0.28 | 0.008 | 0.283 | 0 | 0.239 | 0.051 | 0.105 | 0
| 0.528 | 0.396 | 0.024 | 0.365 | 0 | 0.413 | 0.045 | 0.228 | 0
| 0.528 | 0.509 | 0.041 | 0.418 | 0.001 | 0.55 | 0.042 | 0.344 | 0
| 0.528 | 0.547 | 0.05 | 0.482 | 0.004 | 0.632 | 0.043 | 0.453 | 0
| 0.528 | 0.539 | 0.058 | 0.541 | 0.013 | 0.666 | 0.045 | 0.548 | 0
| 0.528 | 0.538 | 0.064 | 0.502 | 0.026 | 0.647 | 0.046 | 0.62 | 0
| 0.528 | 0.494 | 0.066 | 0.445 | 0.034 | 0.63 | 0.047 | 0.628 | 0
| 0.528 | 0.437 | 0.058 | 0.388 | 0.038 | 0.594 | 0.048 | 0.584 | 0
| 0.528 | 0.354 | 0.045 | 0.329 | 0.037 | 0.539 | 0.047 | 0.518 | 0
| 0.528 | 0.256 | 0.032 | 0.267 | 0.026 | 0.444 | 0.044 | 0.41 | 0
| 0.528 | 0.167 | 0.024 | 0.188 | 0.011 | 0.319 | 0.038 | 0.267 | 0
| 0.528 | 0.083 | 0.029 | 0.099 | 0.002 | 0.194 | 0.031 | 0.133 | 0
| 0.528 | 0.026 | 0.046 | 0.04 | 0 | 0.08 | 0.027 | 0.045 | 0
| 0.528 | 0 | 0.058 | 0.002 | 0.002 | 0.033 | 0.032 | 0.005 | 0
| 0.528 | 0 | 0.054 | 0 | 0.013 | 0 | 0.03 | 0 | 0
| 0.528 | 0 | 0.039 | 0 | 0.041 | 0 | 0.02 | 0 | 0
| 0.528 | 0 | 0.028 | 0 | 0.073 | 0 | 0.012 | 0 | 0.001
| 0.528 | 0 | 0.019 | 0 | 0.097 | 0 | 0.006 | 0 | 0.001
| 0.528 | 0 | 0.012 | 0 | 0.114 | 0 | 0.002 | 0 | 0.002
| 0.528 | 0 | 0.007 | 0 | 0.117 | 0 | 0.001 | 0 | 0.003
| 0.528 | 0 | 0.004 | 0 | 0.125 | 0 | 0 | 0 | 0.004
| 0.528 | 0.01 | 0.002 | 0.027 | 0.133 | 0.003 | 0 | 0 | 0.005
| 0.528 | 0.068 | 0.001 | 0.064 | 0.048 | 0.039 | 0 | 0.037 | 0.007
| 0.528 | 0.18 | 0 | 0.212 | 0 | 0.1 | 0 | 0.117 | 0.006
| 0.528 | 0.271 | 0 | 0.38 | 0.003 | 0.265 | 0 | 0.263 | 0.006
| 0.528 | 0.345 | 0 | 0.533 | 0.005 | 0.441 | 0 | 0.429 | 0.007
| 0.528 | 0.432 | 0.001 | 0.643 | 0.001 | 0.599 | 0.001 | 0.56 | 0.006
| 0.528 | 0.518 | 0.001 | 0.699 | 0 | 0.721 | 0.004 | 0.672 | 0.002
| 0.528 | 0.559 | 0 | 0.717 | 0 | 0.791 | 0.009 | 0.713 | 0
| 0.528 | 0.588 | 0 | 0.701 | 0 | 0.829 | 0.015 | 0.739 | 0
| 0.528 | 0.543 | 0 | 0.657 | 0 | 0.822 | 0.019 | 0.702 | 0
| 0.528 | 0.461 | 0 | 0.577 | 0 | 0.774 | 0.023 | 0.636 | 0
| 0.528 | 0.358 | 0 | 0.486 | 0 | 0.684 | 0.027 | 0.549 | 0
| 0.528 | 0.278 | 0 | 0.355 | 0.002 | 0.56 | 0.032 | 0.403 | 0
| 0.528 | 0.173 | 0 | 0.228 | 0.008 | 0.403 | 0.035 | 0.261 | 0.001
| 0.528 | 0.085 | 0.002 | 0.102 | 0.022 | 0.226 | 0.035 | 0.137 | 0.002
| 0.528 | 0.026 | 0.008 | 0.042 | 0.058 | 0.068 | 0.037 | 0.055 | 0.002
| 0.528 | 0 | 0.017 | 0.003 | 0.102 | 0.034 | 0.04 | 0.008 | 0.002
| 0.528 | 0 | 0.016 | 0 | 0.14 | 0.001 | 0.032 | 0 | 0.003
| 0.528 | 0 | 0.01 | 0 | 0.153 | 0 | 0.025 | 0 | 0.005
| 0.528 | 0 | 0.005 | 0 | 0.137 | 0 | 0.02 | 0 | 0.007
| 0.528 | 0 | 0.003 | 0 | 0.111 | 0 | 0.016 | 0 | 0.009
| 0.528 | 0 | 0.002 | 0 | 0.092 | 0 | 0.012 | 0 | 0.01
| 0.528 | 0 | 0.003 | 0 | 0.078 | 0 | 0.008 | 0 | 0.009
| 0.528 | 0 | 0.005 | 0 | 0.063 | 0 | 0.005 | 0 | 0.008
| 0.528 | 0.02 | 0.015 | 0.027 | 0.052 | 0.003 | 0.003 | 0.002 | 0.005
| 0.528 | 0.067 | 0.021 | 0.061 | 0.033 | 0.04 | 0.002 | 0.04 | 0.003
| 0.528 | 0.203 | 0.006 | 0.209 | 0 | 0.104 | 0.001 | 0.124 | 0.001
| 0.528 | 0.355 | 0.053 | 0.379 | 0 | 0.226 | 0 | 0.313 | 0
| 0.528 | 0.489 | 0.087 | 0.533 | 0 | 0.351 | 0 | 0.503 | 0.001
| 0.528 | 0.586 | 0.087 | 0.655 | 0 | 0.482 | 0 | 0.664 | 0.001
| 0.528 | 0.626 | 0.075 | 0.737 | 0 | 0.617 | 0 | 0.783 | 0.001
| 0.528 | 0.63 | 0.06 | 0.776 | 0 | 0.728 | 0 | 0.856 | 0.001
| 0.528 | 0.596 | 0.045 | 0.778 | 0 | 0.8 | 0.001 | 0.884 | 0.001
| 0.528 | 0.541 | 0.041 | 0.733 | 0.001 | 0.816 | 0.003 | 0.863 | 0.001
| 0.528 | 0.458 | 0.047 | 0.659 | 0.003 | 0.777 | 0.007 | 0.796 | 0.002
| 0.528 | 0.371 | 0.047 | 0.538 | 0.008 | 0.689 | 0.013 | 0.681 | 0.004
| 0.528 | 0.284 | 0.033 | 0.383 | 0.021 | 0.561 | 0.021 | 0.53 | 0.008
| 0.528 | 0.188 | 0.019 | 0.226 | 0.048 | 0.4 | 0.028 | 0.36 | 0.01
| 0.528 | 0.085 | 0.012 | 0.104 | 0.106 | 0.224 | 0.034 | 0.177 | 0.011
| 0.528 | 0.026 | 0 | 0.041 | 0.21 | 0.07 | 0.038 | 0.059 | 0.01
| 0.528 | 0 | 0 | 0.002 | 0.292 | 0.034 | 0.042 | 0.014 | 0.008
| 0.528 | 0 | 0.002 | 0 | 0.282 | 0.001 | 0.046 | 0 | 0.007
| 0.528 | 0 | 0.009 | 0 | 0.208 | 0 | 0.043 | 0 | 0.005
| 0.528 | 0 | 0.02 | 0 | 0.128 | 0 | 0.041 | 0 | 0.005
| 0.528 | 0 | 0.032 | 0 | 0.079 | 0 | 0.039 | 0 | 0.004
| 0.528 | 0 | 0.026 | 0 | 0.055 | 0 | 0.038 | 0 | 0.003
| 0.528 | 0 | 0.019 | 0 | 0.058 | 0 | 0.036 | 0 | 0.004
| 0.528 | 0 | 0.017 | 0 | 0.057 | 0 | 0.037 | 0 | 0.003
| 0.528 | 0.018 | 0.009 | 0.024 | 0.046 | 0.005 | 0.04 | 0.001 | 0.003
| 0.528 | 0.074 | 0.002 | 0.074 | 0.025 | 0.041 | 0.046 | 0.039 | 0.003
| 0.528 | 0.191 | 0 | 0.157 | 0.001 | 0.103 | 0.031 | 0.102 | 0.002
| 0.528 | 0.349 | 0 | 0.254 | 0 | 0.263 | 0.034 | 0.199 | 0.002
| 0.528 | 0.478 | 0.003 | 0.378 | 0.002 | 0.433 | 0.05 | 0.309 | 0.002
| 0.528 | 0.555 | 0.003 | 0.479 | 0.002 | 0.585 | 0.054 | 0.446 | 0.001
| 0.528 | 0.589 | 0.003 | 0.569 | 0.001 | 0.687 | 0.061 | 0.557 | 0.001
| 0.528 | 0.574 | 0.004 | 0.596 | 0 | 0.764 | 0.076 | 0.633 | 0.002
| 0.528 | 0.559 | 0.005 | 0.546 | 0 | 0.799 | 0.096 | 0.584 | 0.004
| 0.528 | 0.514 | 0.006 | 0.492 | 0 | 0.775 | 0.118 | 0.619 | 0.005
| 0.528 | 0.451 | 0.007 | 0.416 | 0 | 0.722 | 0.138 | 0.572 | 0.007
| 0.528 | 0.352 | 0.007 | 0.327 | 0.001 | 0.634 | 0.153 | 0.504 | 0.007
| 0.528 | 0.254 | 0.006 | 0.238 | 0.001 | 0.504 | 0.155 | 0.384 | 0.007
| 0.528 | 0.166 | 0.006 | 0.153 | 0.001 | 0.359 | 0.144 | 0.247 | 0.007
| 0.528 | 0.077 | 0.005 | 0.077 | 0.001 | 0.21 | 0.128 | 0.134 | 0.006
| 0.528 | 0.025 | 0.001 | 0.029 | 0.015 | 0.09 | 0.106 | 0.055 | 0.003
| 0.528 | 0 | 0 | 0.002 | 0.054 | 0.036 | 0.102 | 0.008 | 0.002
| 0.528 | 0 | 0 | 0 | 0.114 | 0.001 | 0.11 | 0 | 0.001
| 0.528 | 0 | 0 | 0 | 0.169 | 0 | 0.101 | 0 | 0.001
| 0.528 | 0 | 0.001 | 0 | 0.188 | 0 | 0.096 | 0 | 0.001
| 0.528 | 0 | 0.003 | 0 | 0.174 | 0 | 0.093 | 0 | 0.001
| 0.528 | 0 | 0.005 | 0 | 0.146 | 0 | 0.089 | 0 | 0.002
| 0.528 | 0 | 0.007 | 0 | 0.12 | 0 | 0.084 | 0 | 0.002
| 0.528 | 0 | 0.009 | 0 | 0.101 | 0 | 0.083 | 0 | 0.002
| 0.528 | 0.02 | 0.014 | 0.025 | 0.084 | 0.003 | 0.077 | 0.002 | 0.002
| 0.528 | 0.073 | 0.011 | 0.079 | 0.038 | 0.037 | 0.067 | 0.045 | 0.002
| 0.528 | 0.199 | 0.001 | 0.181 | 0.004 | 0.102 | 0.058 | 0.125 | 0.001
| 0.528 | 0.342 | 0.008 | 0.31 | 0.013 | 0.203 | 0.055 | 0.266 | 0.001
| 0.528 | 0.45 | 0.016 | 0.448 | 0.034 | 0.392 | 0.05 | 0.423 | 0
| 0.528 | 0.53 | 0.021 | 0.569 | 0.037 | 0.559 | 0.048 | 0.573 | 0
| 0.528 | 0.582 | 0.026 | 0.579 | 0.042 | 0.702 | 0.045 | 0.703 | 0.001
| 0.528 | 0.625 | 0.032 | 0.54 | 0.043 | 0.766 | 0.046 | 0.791 | 0.002
| 0.528 | 0.627 | 0.036 | 0.498 | 0.034 | 0.736 | 0.053 | 0.836 | 0.005
| 0.528 | 0.596 | 0.035 | 0.479 | 0.028 | 0.747 | 0.068 | 0.813 | 0.007
| 0.528 | 0.519 | 0.032 | 0.419 | 0.029 | 0.672 | 0.087 | 0.772 | 0.011
| 0.528 | 0.424 | 0.03 | 0.361 | 0.033 | 0.571 | 0.104 | 0.68 | 0.012
| 0.528 | 0.306 | 0.027 | 0.276 | 0.038 | 0.413 | 0.112 | 0.526 | 0.013
| 0.528 | 0.184 | 0.023 | 0.182 | 0.045 | 0.275 | 0.107 | 0.353 | 0.011
| 0.528 | 0.088 | 0.025 | 0.094 | 0.084 | 0.157 | 0.094 | 0.178 | 0.008
| 0.528 | 0.028 | 0.034 | 0.037 | 0.201 | 0.077 | 0.078 | 0.066 | 0.007
| 0.528 | 0 | 0.032 | 0.003 | 0.311 | 0.029 | 0.066 | 0.015 | 0.008
| 0.528 | 0 | 0.021 | 0 | 0.252 | 0.001 | 0.066 | 0 | 0.008
| 0.528 | 0 | 0.009 | 0 | 0.208 | 0 | 0.061 | 0 | 0.008
| 0.528 | 0 | 0.001 | 0 | 0.112 | 0 | 0.048 | 0 | 0.007
| 0.528 | 0 | 0 | 0 | 0.042 | 0 | 0.038 | 0 | 0.007
| 0.528 | 0 | 0 | 0 | 0.014 | 0 | 0.037 | 0 | 0.008
| 0.528 | 0 | 0 | 0 | 0.008 | 0 | 0.039 | 0 | 0.01
| 0.528 | 0 | 0 | 0 | 0.005 | 0 | 0.041 | 0 | 0.011
| 0.528 | 0.023 | 0.001 | 0.028 | 0.001 | 0.003 | 0.04 | 0 | 0.009
| 0.528 | 0.07 | 0.002 | 0.078 | 0.001 | 0.041 | 0.034 | 0.03 | 0.005
| 0.528 | 0.207 | 0.001 | 0.16 | 0.002 | 0.105 | 0.023 | 0.096 | 0.003
| 0.528 | 0.347 | 0.001 | 0.244 | 0.005 | 0.205 | 0.016 | 0.194 | 0.003
| 0.528 | 0.47 | 0.002 | 0.39 | 0.018 | 0.326 | 0.01 | 0.328 | 0.003
| 0.528 | 0.519 | 0.005 | 0.537 | 0.009 | 0.451 | 0.005 | 0.519 | 0.003
| 0.528 | 0.552 | 0.015 | 0.644 | 0.001 | 0.577 | 0.002 | 0.638 | 0.005
| 0.528 | 0.548 | 0.04 | 0.69 | 0.001 | 0.663 | 0.003 | 0.713 | 0.008
| 0.528 | 0.513 | 0.071 | 0.63 | 0.012 | 0.627 | 0.006 | 0.65 | 0.01
| 0.528 | 0.459 | 0.093 | 0.539 | 0.055 | 0.626 | 0.008 | 0.651 | 0.012
| 0.528 | 0.374 | 0.096 | 0.452 | 0.102 | 0.601 | 0.011 | 0.604 | 0.014
| 0.528 | 0.303 | 0.097 | 0.284 | 0.112 | 0.552 | 0.018 | 0.521 | 0.018
| 0.528 | 0.216 | 0.084 | 0.167 | 0.099 | 0.48 | 0.029 | 0.397 | 0.019
| 0.528 | 0.144 | 0.066 | 0.105 | 0.084 | 0.341 | 0.032 | 0.266 | 0.015
| 0.528 | 0.079 | 0.073 | 0.074 | 0.079 | 0.192 | 0.034 | 0.142 | 0.01
| 0.528 | 0.024 | 0.144 | 0.043 | 0.102 | 0.089 | 0.054 | 0.057 | 0.004
| 0.528 | 0 | 0.211 | 0.004 | 0.142 | 0.04 | 0.1 | 0.008 | 0.001
| 0.528 | 0 | 0.22 | 0 | 0.212 | 0.002 | 0.126 | 0 | 0.003
| 0.528 | 0 | 0.212 | 0 | 0.291 | 0 | 0.109 | 0 | 0.005
| 0.528 | 0 | 0.208 | 0 | 0.354 | 0 | 0.096 | 0 | 0.004
| 0.528 | 0 | 0.198 | 0 | 0.364 | 0 | 0.084 | 0 | 0.002
| 0.528 | 0 | 0.182 | 0 | 0.318 | 0 | 0.08 | 0 | 0.002
| 0.528 | 0 | 0.172 | 0 | 0.289 | 0 | 0.08 | 0 | 0.002
| 0.528 | 0 | 0.169 | 0 | 0.285 | 0 | 0.077 | 0 | 0.001
| 0.528 | 0.021 | 0.157 | 0.03 | 0.223 | 0.006 | 0.067 | 0 | 0
| 0.528 | 0.077 | 0.073 | 0.083 | 0.06 | 0.049 | 0.067 | 0.021 | 0
| 0.528 | 0.19 | 0.064 | 0.196 | 0.065 | 0.115 | 0.073 | 0.069 | 0
| 0.528 | 0.35 | 0.09 | 0.339 | 0.242 | 0.244 | 0.089 | 0.153 | 0
| 0.528 | 0.451 | 0.1 | 0.477 | 0.257 | 0.378 | 0.088 | 0.265 | 0
| 0.528 | 0.489 | 0.126 | 0.564 | 0.275 | 0.488 | 0.079 | 0.374 | 0
| 0.528 | 0.507 | 0.164 | 0.559 | 0.311 | 0.51 | 0.071 | 0.425 | 0
| 0.528 | 0.522 | 0.19 | 0.548 | 0.308 | 0.524 | 0.074 | 0.451 | 0
| 0.528 | 0.548 | 0.2 | 0.541 | 0.291 | 0.475 | 0.084 | 0.455 | 0.001
| 0.528 | 0.563 | 0.195 | 0.524 | 0.267 | 0.469 | 0.102 | 0.476 | 0.001
| 0.528 | 0.512 | 0.182 | 0.48 | 0.233 | 0.502 | 0.132 | 0.505 | 0.002
| 0.528 | 0.379 | 0.155 | 0.416 | 0.192 | 0.409 | 0.155 | 0.443 | 0.003
| 0.528 | 0.281 | 0.136 | 0.314 | 0.134 | 0.313 | 0.163 | 0.35 | 0.003
| 0.528 | 0.189 | 0.116 | 0.209 | 0.087 | 0.218 | 0.154 | 0.242 | 0.003
| 0.528 | 0.096 | 0.134 | 0.113 | 0.042 | 0.14 | 0.134 | 0.133 | 0.002
| 0.528 | 0.034 | 0.206 | 0.049 | 0.013 | 0.076 | 0.102 | 0.046 | 0.001
| 0.528 | 0 | 0.259 | 0.006 | 0.003 | 0.028 | 0.067 | 0.006 | 0
| 0.528 | 0 | 0.264 | 0 | 0.007 | 0.001 | 0.065 | 0 | 0
| 0.528 | 0 | 0.27 | 0 | 0.04 | 0 | 0.062 | 0 | 0
| 0.528 | 0 | 0.268 | 0 | 0.107 | 0 | 0.054 | 0 | 0
| 0.528 | 0 | 0.264 | 0 | 0.202 | 0 | 0.054 | 0 | 0
| 0.528 | 0 | 0.258 | 0 | 0.259 | 0 | 0.053 | 0 | 0
| 0.528 | 0 | 0.244 | 0 | 0.27 | 0 | 0.051 | 0 | 0
| 0.528 | 0 | 0.249 | 0 | 0.261 | 0 | 0.057 | 0 | 0
| 0.528 | 0.024 | 0.223 | 0.033 | 0.204 | 0.001 | 0.069 | 0 | 0
| 0.528 | 0.066 | 0.084 | 0.083 | 0.038 | 0.023 | 0.075 | 0.009 | 0
| 0.528 | 0.206 | 0.031 | 0.183 | 0 | 0.082 | 0.086 | 0.05 | 0
| 0.528 | 0.355 | 0.091 | 0.265 | 0 | 0.208 | 0.17 | 0.105 | 0
| 0.528 | 0.49 | 0.115 | 0.376 | 0 | 0.356 | 0.247 | 0.159 | 0.002
| 0.528 | 0.582 | 0.147 | 0.523 | 0.001 | 0.487 | 0.334 | 0.255 | 0.003
| 0.528 | 0.598 | 0.201 | 0.557 | 0 | 0.66 | 0.437 | 0.364 | 0.005
| 0.528 | 0.565 | 0.265 | 0.5 | 0 | 0.73 | 0.499 | 0.429 | 0.009
| 0.528 | 0.532 | 0.312 | 0.41 | 0 | 0.749 | 0.545 | 0.496 | 0.014
| 0.528 | 0.526 | 0.319 | 0.376 | 0 | 0.745 | 0.571 | 0.555 | 0.02
| 0.528 | 0.463 | 0.285 | 0.343 | 0.001 | 0.727 | 0.586 | 0.592 | 0.025
| 0.528 | 0.343 | 0.22 | 0.28 | 0.003 | 0.672 | 0.571 | 0.56 | 0.027
| 0.528 | 0.239 | 0.16 | 0.222 | 0.008 | 0.576 | 0.534 | 0.452 | 0.031
| 0.528 | 0.15 | 0.125 | 0.16 | 0.009 | 0.419 | 0.474 | 0.297 | 0.032
| 0.528 | 0.077 | 0.142 | 0.092 | 0.009 | 0.238 | 0.388 | 0.16 | 0.026
| 0.528 | 0.028 | 0.194 | 0.042 | 0.043 | 0.077 | 0.308 | 0.063 | 0.014
| 0.528 | 0 | 0.218 | 0.005 | 0.165 | 0.038 | 0.257 | 0.01 | 0.011
| 0.528 | 0 | 0.215 | 0 | 0.332 | 0.003 | 0.259 | 0 | 0.011
| 0.528 | 0 | 0.2 | 0 | 0.366 | 0 | 0.249 | 0 | 0.012
| 0.528 | 0 | 0.172 | 0 | 0.338 | 0 | 0.221 | 0 | 0.011
| 0.528 | 0 | 0.134 | 0 | 0.301 | 0 | 0.187 | 0 | 0.011
| 0.528 | 0 | 0.127 | 0 | 0.3 | 0 | 0.147 | 0 | 0.012
| 0.528 | 0 | 0.122 | 0 | 0.337 | 0 | 0.131 | 0 | 0.012
| 0.528 | 0 | 0.12 | 0 | 0.41 | 0 | 0.118 | 0 | 0.013
| 0.528 | 0.017 | 0.098 | 0.032 | 0.304 | 0.007 | 0.103 | 0.002 | 0.012
| 0.528 | 0.059 | 0.057 | 0.07 | 0.181 | 0.047 | 0.087 | 0.032 | 0.009
| 0.528 | 0.109 | 0.022 | 0.215 | 0.392 | 0.11 | 0.069 | 0.107 | 0.01
| 0.528 | 0.166 | 0.017 | 0.384 | 0.606 | 0.259 | 0.067 | 0.239 | 0.009
| 0.528 | 0.239 | 0.021 | 0.54 | 0.548 | 0.427 | 0.065 | 0.378 | 0.007
| 0.528 | 0.293 | 0.018 | 0.664 | 0.477 | 0.586 | 0.073 | 0.52 | 0.004
| 0.528 | 0.352 | 0.011 | 0.748 | 0.42 | 0.705 | 0.088 | 0.644 | 0.004
| 0.528 | 0.403 | 0.006 | 0.793 | 0.381 | 0.775 | 0.111 | 0.748 | 0.006
| 0.528 | 0.534 | 0.003 | 0.799 | 0.355 | 0.808 | 0.133 | 0.788 | 0.01
| 0.528 | 0.619 | 0.003 | 0.765 | 0.345 | 0.79 | 0.155 | 0.786 | 0.014
| 0.528 | 0.588 | 0.006 | 0.691 | 0.364 | 0.737 | 0.174 | 0.737 | 0.017
| 0.528 | 0.494 | 0.012 | 0.579 | 0.391 | 0.643 | 0.184 | 0.64 | 0.018
| 0.528 | 0.368 | 0.021 | 0.433 | 0.384 | 0.513 | 0.189 | 0.518 | 0.017
| 0.528 | 0.224 | 0.03 | 0.269 | 0.302 | 0.345 | 0.184 | 0.359 | 0.015
| 0.528 | 0.097 | 0.046 | 0.116 | 0.249 | 0.196 | 0.168 | 0.183 | 0.014
| 0.528 | 0.038 | 0.096 | 0.052 | 0.328 | 0.101 | 0.14 | 0.056 | 0.013
| 0.528 | 0.001 | 0.167 | 0.008 | 0.434 | 0.039 | 0.119 | 0.019 | 0.015
| 0.528 | 0 | 0.198 | 0 | 0.426 | 0.002 | 0.125 | 0 | 0.017
| 0.528 | 0 | 0.17 | 0 | 0.376 | 0 | 0.118 | 0 | 0.012
| 0.528 | 0 | 0.127 | 0 | 0.348 | 0 | 0.099 | 0 | 0.011
| 0.528 | 0 | 0.098 | 0 | 0.331 | 0 | 0.083 | 0 | 0.01
| 0.528 | 0 | 0.077 | 0 | 0.351 | 0 | 0.071 | 0 | 0.011
| 0.528 | 0 | 0.055 | 0 | 0.384 | 0 | 0.061 | 0 | 0.008
| 0.528 | 0 | 0.034 | 0 | 0.415 | 0 | 0.056 | 0 | 0.008
| 0.528 | 0.024 | 0.018 | 0.035 | 0.291 | 0.001 | 0.054 | 0.004 | 0.007
| 0.528 | 0.065 | 0.005 | 0.084 | 0.115 | 0.016 | 0.051 | 0.049 | 0.006
| 0.528 | 0.201 | 0 | 0.2 | 0.033 | 0.05 | 0.039 | 0.124 | 0.004
| 0.528 | 0.366 | 0.001 | 0.323 | 0.095 | 0.094 | 0.049 | 0.226 | 0.003
| 0.528 | 0.524 | 0.007 | 0.397 | 0.135 | 0.144 | 0.065 | 0.349 | 0.004
| 0.528 | 0.645 | 0.017 | 0.46 | 0.11 | 0.188 | 0.071 | 0.476 | 0.009
| 0.528 | 0.723 | 0.042 | 0.485 | 0.094 | 0.237 | 0.075 | 0.583 | 0.02
| 0.528 | 0.75 | 0.085 | 0.471 | 0.096 | 0.267 | 0.077 | 0.739 | 0.038
| 0.528 | 0.74 | 0.132 | 0.425 | 0.115 | 0.271 | 0.078 | 0.812 | 0.059
| 0.528 | 0.705 | 0.194 | 0.353 | 0.136 | 0.304 | 0.08 | 0.757 | 0.077
| 0.528 | 0.644 | 0.272 | 0.256 | 0.157 | 0.355 | 0.076 | 0.701 | 0.114
| 0.528 | 0.535 | 0.33 | 0.15 | 0.163 | 0.372 | 0.061 | 0.622 | 0.148
| 0.528 | 0.403 | 0.35 | 0.089 | 0.151 | 0.292 | 0.045 | 0.509 | 0.167
| 0.528 | 0.245 | 0.333 | 0.052 | 0.148 | 0.229 | 0.03 | 0.354 | 0.158
| 0.528 | 0.098 | 0.337 | 0.026 | 0.189 | 0.155 | 0.017 | 0.186 | 0.113
| 0.528 | 0.039 | 0.347 | 0.009 | 0.266 | 0.083 | 0.004 | 0.069 | 0.06
| 0.528 | 0.001 | 0.311 | 0 | 0.372 | 0.035 | 0.001 | 0.02 | 0.048
| 0.528 | 0 | 0.302 | 0 | 0.417 | 0.002 | 0.001 | 0 | 0.036
| 0.528 | 0 | 0.362 | 0 | 0.367 | 0 | 0.002 | 0 | 0.027
| 0.528 | 0 | 0.388 | 0 | 0.292 | 0 | 0.002 | 0 | 0.018
| 0.528 | 0 | 0.323 | 0 | 0.261 | 0 | 0.001 | 0 | 0.019
| 0.528 | 0 | 0.265 | 0 | 0.293 | 0 | 0.002 | 0 | 0.027
| 0.528 | 0 | 0.249 | 0 | 0.341 | 0 | 0.002 | 0 | 0.022
| 0.528 | 0 | 0.207 | 0 | 0.371 | 0 | 0.003 | 0 | 0.016
| 0.528 | 0.021 | 0.196 | 0.008 | 0.423 | 0.003 | 0.004 | 0.004 | 0.011
| 0.528 | 0.074 | 0.227 | 0.037 | 0.429 | 0.026 | 0.005 | 0.05 | 0.007
| 0.528 | 0.21 | 0.287 | 0.085 | 0.426 | 0.062 | 0.005 | 0.13 | 0.003
| 0.528 | 0.389 | 0.32 | 0.13 | 0.409 | 0.106 | 0.003 | 0.242 | 0.001
| 0.528 | 0.551 | 0.375 | 0.165 | 0.42 | 0.143 | 0.002 | 0.381 | 0
| 0.528 | 0.672 | 0.431 | 0.167 | 0.495 | 0.172 | 0.002 | 0.497 | 0.002
| 0.528 | 0.759 | 0.449 | 0.142 | 0.522 | 0.183 | 0.002 | 0.581 | 0.008
| 0.528 | 0.789 | 0.427 | 0.175 | 0.532 | 0.215 | 0.002 | 0.614 | 0.015
| 0.528 | 0.738 | 0.381 | 0.203 | 0.583 | 0.259 | 0.001 | 0.546 | 0.024
| 0.528 | 0.681 | 0.338 | 0.219 | 0.642 | 0.296 | 0.001 | 0.461 | 0.028
| 0.528 | 0.562 | 0.287 | 0.187 | 0.649 | 0.28 | 0.001 | 0.376 | 0.022
| 0.528 | 0.456 | 0.217 | 0.146 | 0.583 | 0.228 | 0.001 | 0.338 | 0.014
| 0.528 | 0.327 | 0.133 | 0.111 | 0.513 | 0.141 | 0.001 | 0.304 | 0.011
| 0.528 | 0.204 | 0.071 | 0.075 | 0.426 | 0.09 | 0.001 | 0.212 | 0.012
| 0.528 | 0.107 | 0.059 | 0.049 | 0.349 | 0.052 | 0 | 0.118 | 0.009
| 0.528 | 0.035 | 0.073 | 0.02 | 0.283 | 0.027 | 0 | 0.045 | 0.008
| 0.528 | 0 | 0.098 | 0.001 | 0.253 | 0.009 | 0 | 0.006 | 0.009
| 0.528 | 0 | 0.138 | 0 | 0.224 | 0 | 0.001 | 0 | 0.012
| 0.528 | 0 | 0.124 | 0 | 0.188 | 0 | 0.011 | 0 | 0.013
| 0.528 | 0 | 0.091 | 0 | 0.125 | 0 | 0.036 | 0 | 0.01
| 0.528 | 0 | 0.076 | 0 | 0.101 | 0 | 0.056 | 0 | 0.009
| 0.528 | 0 | 0.051 | 0 | 0.094 | 0 | 0.056 | 0 | 0.008
| 0.528 | 0 | 0.032 | 0 | 0.077 | 0 | 0.049 | 0 | 0.008
| 0.528 | 0 | 0.02 | 0 | 0.066 | 0 | 0.041 | 0 | 0.007
| 0.528 | 0.006 | 0.025 | 0.014 | 0.059 | 0.008 | 0.031 | 0 | 0.008
| 0.528 | 0.041 | 0.038 | 0.049 | 0.078 | 0.054 | 0.02 | 0.021 | 0.008
| 0.528 | 0.104 | 0.05 | 0.104 | 0.108 | 0.122 | 0.012 | 0.075 | 0.009
| 0.528 | 0.179 | 0.05 | 0.175 | 0.149 | 0.267 | 0.012 | 0.178 | 0.009
| 0.528 | 0.24 | 0.043 | 0.229 | 0.21 | 0.421 | 0.012 | 0.317 | 0.009
| 0.528 | 0.328 | 0.052 | 0.283 | 0.264 | 0.546 | 0.008 | 0.384 | 0.01
| 0.528 | 0.368 | 0.084 | 0.313 | 0.284 | 0.666 | 0.003 | 0.452 | 0.013
| 0.528 | 0.397 | 0.117 | 0.335 | 0.289 | 0.778 | 0 | 0.503 | 0.016
| 0.528 | 0.411 | 0.154 | 0.353 | 0.278 | 0.829 | 0 | 0.532 | 0.022
| 0.528 | 0.431 | 0.214 | 0.362 | 0.245 | 0.813 | 0 | 0.536 | 0.022
| 0.528 | 0.365 | 0.296 | 0.376 | 0.195 | 0.726 | 0.001 | 0.539 | 0.018
| 0.528 | 0.294 | 0.358 | 0.319 | 0.133 | 0.608 | 0.009 | 0.512 | 0.013
| 0.528 | 0.244 | 0.364 | 0.231 | 0.067 | 0.461 | 0.02 | 0.431 | 0.008
| 0.528 | 0.164 | 0.302 | 0.161 | 0.015 | 0.306 | 0.031 | 0.299 | 0.005
| 0.528 | 0.088 | 0.202 | 0.099 | 0.002 | 0.172 | 0.039 | 0.168 | 0.003
| 0.528 | 0.029 | 0.075 | 0.049 | 0.012 | 0.085 | 0.042 | 0.069 | 0.001
| 0.528 | 0 | 0.055 | 0.01 | 0.098 | 0.034 | 0.042 | 0.018 | 0.001
| 0.528 | 0 | 0.054 | 0 | 0.235 | 0.003 | 0.046 | 0 | 0.002
| 0.528 | 0 | 0.052 | 0 | 0.297 | 0 | 0.045 | 0 | 0.001
| 0.528 | 0 | 0.032 | 0 | 0.303 | 0 | 0.054 | 0 | 0.001
| 0.528 | 0 | 0.011 | 0 | 0.265 | 0 | 0.061 | 0 | 0.001
| 0.528 | 0 | 0.004 | 0 | 0.225 | 0 | 0.071 | 0 | 0
| 0.528 | 0 | 0.001 | 0 | 0.195 | 0 | 0.082 | 0 | 0
| 0.528 | 0 | 0.002 | 0.001 | 0.166 | 0 | 0.085 | 0 | 0
| 0.528 | 0.028 | 0.004 | 0.039 | 0.111 | 0.005 | 0.087 | 0.005 | 0
| 0.528 | 0.067 | 0.005 | 0.085 | 0.021 | 0.041 | 0.071 | 0.044 | 0
| 0.528 | 0.223 | 0.017 | 0.216 | 0.001 | 0.106 | 0.08 | 0.132 | 0
| 0.528 | 0.383 | 0.036 | 0.359 | 0.002 | 0.241 | 0.094 | 0.32 | 0
| 0.528 | 0.503 | 0.042 | 0.501 | 0.003 | 0.426 | 0.088 | 0.502 | 0
| 0.528 | 0.594 | 0.046 | 0.578 | 0.008 | 0.555 | 0.09 | 0.647 | 0
| 0.528 | 0.701 | 0.048 | 0.637 | 0.021 | 0.635 | 0.101 | 0.765 | 0
| 0.528 | 0.7 | 0.047 | 0.611 | 0.037 | 0.652 | 0.109 | 0.835 | 0
| 0.528 | 0.658 | 0.047 | 0.554 | 0.054 | 0.648 | 0.111 | 0.866 | 0
| 0.528 | 0.624 | 0.048 | 0.468 | 0.068 | 0.655 | 0.114 | 0.852 | 0
| 0.528 | 0.573 | 0.051 | 0.407 | 0.074 | 0.624 | 0.118 | 0.795 | 0
| 0.528 | 0.442 | 0.057 | 0.312 | 0.07 | 0.559 | 0.119 | 0.696 | 0
| 0.528 | 0.311 | 0.055 | 0.24 | 0.051 | 0.468 | 0.119 | 0.553 | 0
| 0.528 | 0.198 | 0.042 | 0.161 | 0.025 | 0.352 | 0.12 | 0.371 | 0
| 0.528 | 0.1 | 0.029 | 0.086 | 0.024 | 0.22 | 0.117 | 0.186 | 0
| 0.528 | 0.037 | 0.056 | 0.03 | 0.041 | 0.096 | 0.11 | 0.062 | 0
| 0.528 | 0.001 | 0.095 | 0.002 | 0.071 | 0.044 | 0.105 | 0.021 | 0
| 0.528 | 0 | 0.148 | 0 | 0.087 | 0.006 | 0.125 | 0 | 0
| 0.528 | 0 | 0.184 | 0 | 0.073 | 0 | 0.118 | 0 | 0
| 0.528 | 0 | 0.192 | 0 | 0.078 | 0 | 0.112 | 0 | 0
| 0.528 | 0 | 0.206 | 0 | 0.136 | 0 | 0.114 | 0 | 0
| 0.528 | 0 | 0.22 | 0 | 0.192 | 0 | 0.098 | 0 | 0
| 0.528 | 0 | 0.236 | 0 | 0.256 | 0 | 0.084 | 0 | 0
| 0.528 | 0 | 0.24 | 0.001 | 0.254 | 0 | 0.071 | 0 | 0
| 0.528 | 0.029 | 0.217 | 0.037 | 0.184 | 0.01 | 0.058 | 0.008 | 0
| 0.528 | 0.069 | 0.117 | 0.092 | 0.042 | 0.051 | 0.042 | 0.05 | 0
| 0.528 | 0.219 | 0.049 | 0.212 | 0.027 | 0.116 | 0.026 | 0.133 | 0
| 0.528 | 0.394 | 0.102 | 0.36 | 0.136 | 0.272 | 0.021 | 0.258 | 0
| 0.528 | 0.548 | 0.143 | 0.498 | 0.156 | 0.462 | 0.017 | 0.375 | 0
| 0.528 | 0.612 | 0.159 | 0.579 | 0.153 | 0.616 | 0.017 | 0.489 | 0
| 0.528 | 0.618 | 0.161 | 0.576 | 0.147 | 0.732 | 0.019 | 0.596 | 0
| 0.528 | 0.612 | 0.173 | 0.503 | 0.142 | 0.807 | 0.024 | 0.677 | 0
| 0.528 | 0.615 | 0.18 | 0.473 | 0.119 | 0.84 | 0.028 | 0.731 | 0
| 0.528 | 0.559 | 0.167 | 0.379 | 0.114 | 0.833 | 0.033 | 0.753 | 0
| 0.528 | 0.494 | 0.143 | 0.33 | 0.114 | 0.787 | 0.041 | 0.729 | 0
| 0.528 | 0.416 | 0.128 | 0.269 | 0.091 | 0.701 | 0.05 | 0.639 | 0
| 0.528 | 0.317 | 0.1 | 0.224 | 0.058 | 0.575 | 0.059 | 0.469 | 0
| 0.528 | 0.2 | 0.059 | 0.164 | 0.033 | 0.421 | 0.065 | 0.299 | 0
| 0.528 | 0.101 | 0.038 | 0.102 | 0.011 | 0.248 | 0.064 | 0.172 | 0
| 0.528 | 0.04 | 0.024 | 0.05 | 0.003 | 0.088 | 0.06 | 0.079 | 0
| 0.528 | 0.001 | 0.017 | 0.008 | 0.004 | 0.045 | 0.054 | 0.02 | 0
| 0.528 | 0 | 0.017 | 0 | 0.005 | 0.008 | 0.04 | 0 | 0
| 0.528 | 0 | 0.021 | 0 | 0.004 | 0 | 0.02 | 0 | 0
| 0.528 | 0 | 0.028 | 0 | 0.003 | 0 | 0.01 | 0 | 0
| 0.528 | 0 | 0.035 | 0 | 0.002 | 0 | 0.005 | 0 | 0
| 0.528 | 0 | 0.04 | 0 | 0.002 | 0 | 0.004 | 0 | 0
| 0.528 | 0 | 0.043 | 0 | 0.002 | 0 | 0.005 | 0 | 0
| 0.528 | 0 | 0.044 | 0.002 | 0.002 | 0 | 0.009 | 0 | 0
| 0.528 | 0.028 | 0.049 | 0.038 | 0.002 | 0.013 | 0.016 | 0.002 | 0
| 0.528 | 0.062 | 0.03 | 0.085 | 0 | 0.055 | 0.025 | 0.025 | 0
| 0.528 | 0.217 | 0.002 | 0.214 | 0 | 0.121 | 0.021 | 0.064 | 0
| 0.528 | 0.397 | 0.017 | 0.338 | 0 | 0.214 | 0.045 | 0.123 | 0.001
| 0.528 | 0.558 | 0.038 | 0.479 | 0 | 0.276 | 0.069 | 0.193 | 0.002
| 0.528 | 0.66 | 0.068 | 0.576 | 0 | 0.313 | 0.079 | 0.228 | 0.003
| 0.528 | 0.712 | 0.098 | 0.637 | 0 | 0.34 | 0.094 | 0.258 | 0.004
| 0.528 | 0.71 | 0.12 | 0.669 | 0 | 0.339 | 0.111 | 0.288 | 0.006
| 0.528 | 0.706 | 0.14 | 0.664 | 0 | 0.32 | 0.119 | 0.307 | 0.006
| 0.528 | 0.682 | 0.149 | 0.629 | 0 | 0.393 | 0.113 | 0.324 | 0.007
| 0.528 | 0.607 | 0.146 | 0.572 | 0 | 0.42 | 0.106 | 0.333 | 0.008
| 0.528 | 0.505 | 0.137 | 0.467 | 0 | 0.458 | 0.106 | 0.306 | 0.01
| 0.528 | 0.37 | 0.118 | 0.343 | 0 | 0.412 | 0.105 | 0.214 | 0.009
| 0.528 | 0.232 | 0.091 | 0.217 | 0.001 | 0.317 | 0.099 | 0.132 | 0.006
| 0.528 | 0.114 | 0.103 | 0.125 | 0.001 | 0.191 | 0.086 | 0.057 | 0.005
| 0.528 | 0.04 | 0.156 | 0.058 | 0.019 | 0.073 | 0.061 | 0.018 | 0.005
| 0.528 | 0.002 | 0.235 | 0.012 | 0.154 | 0.017 | 0.057 | 0.001 | 0.009
| 0.528 | 0 | 0.304 | 0 | 0.345 | 0 | 0.074 | 0 | 0.016
| 0.528 | 0 | 0.278 | 0 | 0.441 | 0 | 0.089 | 0 | 0.02
| 0.528 | 0 | 0.25 | 0 | 0.343 | 0 | 0.087 | 0 | 0.023
| 0.528 | 0 | 0.255 | 0 | 0.261 | 0 | 0.084 | 0 | 0.025
| 0.528 | 0 | 0.241 | 0 | 0.233 | 0 | 0.076 | 0 | 0.037
| 0.528 | 0 | 0.205 | 0 | 0.184 | 0 | 0.063 | 0 | 0.049
| 0.528 | 0 | 0.165 | 0.002 | 0.135 | 0 | 0.053 | 0 | 0.062
| 0.528 | 0.006 | 0.124 | 0.032 | 0.057 | 0 | 0.048 | 0 | 0.059
| 0.528 | 0.029 | 0.083 | 0.078 | 0.041 | 0.011 | 0.045 | 0.013 | 0.035
| 0.528 | 0.06 | 0.054 | 0.137 | 0.037 | 0.044 | 0.046 | 0.047 | 0.025
| 0.528 | 0.093 | 0.079 | 0.224 | 0.03 | 0.095 | 0.087 | 0.11 | 0.029
| 0.528 | 0.117 | 0.156 | 0.277 | 0.042 | 0.185 | 0.159 | 0.206 | 0.038
| 0.528 | 0.166 | 0.21 | 0.269 | 0.054 | 0.315 | 0.195 | 0.261 | 0.05
| 0.528 | 0.297 | 0.341 | 0.242 | 0.058 | 0.502 | 0.21 | 0.306 | 0.062
| 0.528 | 0.48 | 0.488 | 0.222 | 0.054 | 0.576 | 0.207 | 0.307 | 0.074
| 0.528 | 0.552 | 0.573 | 0.205 | 0.042 | 0.568 | 0.181 | 0.306 | 0.089
| 0.528 | 0.532 | 0.587 | 0.176 | 0.02 | 0.591 | 0.159 | 0.271 | 0.092
| 0.528 | 0.465 | 0.556 | 0.152 | 0.008 | 0.544 | 0.143 | 0.238 | 0.085
| 0.528 | 0.394 | 0.519 | 0.125 | 0.004 | 0.423 | 0.121 | 0.176 | 0.082
| 0.528 | 0.313 | 0.482 | 0.091 | 0.002 | 0.334 | 0.101 | 0.123 | 0.062
| 0.528 | 0.21 | 0.417 | 0.06 | 0.003 | 0.27 | 0.077 | 0.091 | 0.037
| 0.528 | 0.106 | 0.332 | 0.036 | 0.006 | 0.191 | 0.055 | 0.054 | 0.024
| 0.528 | 0.041 | 0.341 | 0.014 | 0.036 | 0.105 | 0.046 | 0.024 | 0.01
| 0.528 | 0.001 | 0.381 | 0.001 | 0.096 | 0.048 | 0.041 | 0.004 | 0.005
| 0.528 | 0 | 0.394 | 0 | 0.135 | 0.006 | 0.052 | 0 | 0.006
| 0.528 | 0 | 0.395 | 0 | 0.166 | 0 | 0.058 | 0 | 0.004
| 0.528 | 0 | 0.376 | 0 | 0.217 | 0 | 0.055 | 0 | 0.003
| 0.528 | 0 | 0.362 | 0 | 0.231 | 0 | 0.055 | 0 | 0.003
| 0.528 | 0 | 0.376 | 0 | 0.217 | 0 | 0.049 | 0 | 0.004
| 0.528 | 0 | 0.387 | 0 | 0.225 | 0 | 0.047 | 0 | 0.004
| 0.528 | 0 | 0.376 | 0 | 0.3 | 0 | 0.041 | 0 | 0.002
| 0.528 | 0.011 | 0.391 | 0.012 | 0.324 | 0.012 | 0.034 | 0 | 0.001
| 0.528 | 0.039 | 0.437 | 0.035 | 0.323 | 0.058 | 0.028 | 0.015 | 0
| 0.528 | 0.076 | 0.432 | 0.066 | 0.312 | 0.126 | 0.018 | 0.051 | 0
| 0.528 | 0.117 | 0.386 | 0.104 | 0.38 | 0.252 | 0.02 | 0.11 | 0
| 0.528 | 0.146 | 0.343 | 0.139 | 0.51 | 0.397 | 0.022 | 0.19 | 0.001
| 0.528 | 0.212 | 0.332 | 0.173 | 0.61 | 0.477 | 0.027 | 0.283 | 0.002
| 0.528 | 0.405 | 0.412 | 0.21 | 0.544 | 0.438 | 0.033 | 0.385 | 0.007
| 0.528 | 0.529 | 0.504 | 0.238 | 0.538 | 0.404 | 0.036 | 0.441 | 0.009
| 0.528 | 0.54 | 0.574 | 0.245 | 0.508 | 0.389 | 0.037 | 0.401 | 0.01
| 0.528 | 0.557 | 0.623 | 0.242 | 0.436 | 0.373 | 0.036 | 0.417 | 0.009
| 0.528 | 0.499 | 0.648 | 0.243 | 0.364 | 0.338 | 0.037 | 0.396 | 0.009
| 0.528 | 0.448 | 0.649 | 0.219 | 0.28 | 0.294 | 0.041 | 0.363 | 0.007
| 0.528 | 0.352 | 0.615 | 0.182 | 0.186 | 0.244 | 0.042 | 0.298 | 0.004
| 0.528 | 0.239 | 0.507 | 0.132 | 0.119 | 0.189 | 0.039 | 0.218 | 0.002
| 0.528 | 0.121 | 0.367 | 0.082 | 0.084 | 0.126 | 0.035 | 0.124 | 0.001
| 0.528 | 0.047 | 0.324 | 0.041 | 0.135 | 0.068 | 0.032 | 0.054 | 0
| 0.528 | 0.002 | 0.347 | 0.007 | 0.281 | 0.027 | 0.034 | 0.01 | 0
| 0.528 | 0 | 0.298 | 0 | 0.346 | 0.003 | 0.041 | 0 | 0
| 0.528 | 0 | 0.191 | 0 | 0.332 | 0 | 0.045 | 0 | 0
| 0.528 | 0 | 0.171 | 0 | 0.302 | 0 | 0.045 | 0 | 0
| 0.528 | 0 | 0.151 | 0 | 0.262 | 0 | 0.045 | 0 | 0
| 0.528 | 0 | 0.147 | 0 | 0.257 | 0 | 0.043 | 0 | 0
| 0.528 | 0 | 0.104 | 0 | 0.243 | 0 | 0.043 | 0 | 0
| 0.528 | 0 | 0.101 | 0.002 | 0.252 | 0 | 0.041 | 0 | 0
| 0.528 | 0.006 | 0.071 | 0.038 | 0.164 | 0.009 | 0.039 | 0.001 | 0
| 0.528 | 0.026 | 0.047 | 0.088 | 0.069 | 0.049 | 0.037 | 0.023 | 0
| 0.528 | 0.06 | 0.037 | 0.213 | 0.08 | 0.111 | 0.025 | 0.064 | 0
| 0.528 | 0.105 | 0.025 | 0.358 | 0.128 | 0.214 | 0.031 | 0.14 | 0
| 0.528 | 0.163 | 0.014 | 0.499 | 0.077 | 0.298 | 0.032 | 0.231 | 0
| 0.528 | 0.215 | 0.006 | 0.606 | 0.04 | 0.342 | 0.03 | 0.361 | 0
| 0.528 | 0.276 | 0.004 | 0.622 | 0.018 | 0.366 | 0.03 | 0.448 | 0
| 0.528 | 0.374 | 0.004 | 0.616 | 0.007 | 0.377 | 0.031 | 0.476 | 0
| 0.528 | 0.544 | 0.002 | 0.599 | 0.003 | 0.388 | 0.035 | 0.498 | 0
| 0.528 | 0.559 | 0.002 | 0.549 | 0.004 | 0.397 | 0.035 | 0.496 | 0.001
| 0.528 | 0.48 | 0.002 | 0.473 | 0.007 | 0.406 | 0.037 | 0.483 | 0.001
| 0.528 | 0.399 | 0.002 | 0.395 | 0.009 | 0.399 | 0.041 | 0.415 | 0
| 0.528 | 0.305 | 0.002 | 0.317 | 0.013 | 0.343 | 0.042 | 0.361 | 0
| 0.528 | 0.194 | 0.002 | 0.213 | 0.017 | 0.22 | 0.042 | 0.258 | 0
| 0.528 | 0.1 | 0.002 | 0.117 | 0.023 | 0.148 | 0.039 | 0.165 | 0
| 0.528 | 0.041 | 0.001 | 0.053 | 0.039 | 0.091 | 0.035 | 0.074 | 0
| 0.528 | 0.002 | 0 | 0.011 | 0.078 | 0.045 | 0.037 | 0.021 | 0
| 0.528 | 0 | 0.001 | 0 | 0.14 | 0.006 | 0.06 | 0 | 0
| 0.528 | 0 | 0.006 | 0 | 0.227 | 0 | 0.075 | 0 | 0
| 0.528 | 0 | 0.016 | 0 | 0.277 | 0 | 0.076 | 0 | 0
| 0.528 | 0 | 0.024 | 0 | 0.288 | 0 | 0.071 | 0 | 0.001
| 0.528 | 0 | 0.03 | 0 | 0.254 | 0 | 0.051 | 0 | 0.002
| 0.528 | 0 | 0.032 | 0 | 0.202 | 0 | 0.034 | 0 | 0.003
| 0.528 | 0 | 0.028 | 0.002 | 0.159 | 0 | 0.022 | 0 | 0.003
| 0.528 | 0.031 | 0.029 | 0.039 | 0.073 | 0.013 | 0.02 | 0.008 | 0.003
| 0.528 | 0.071 | 0.016 | 0.079 | 0.003 | 0.058 | 0.019 | 0.056 | 0.003
| 0.528 | 0.214 | 0.005 | 0.216 | 0.001 | 0.126 | 0.008 | 0.138 | 0.001
| 0.528 | 0.364 | 0.008 | 0.374 | 0 | 0.247 | 0.006 | 0.291 | 0
| 0.528 | 0.488 | 0.014 | 0.523 | 0 | 0.353 | 0.005 | 0.463 | 0
| 0.528 | 0.57 | 0.028 | 0.629 | 0 | 0.467 | 0.007 | 0.609 | 0
| 0.528 | 0.625 | 0.045 | 0.665 | 0 | 0.508 | 0.013 | 0.721 | 0
| 0.528 | 0.687 | 0.055 | 0.659 | 0 | 0.562 | 0.019 | 0.796 | 0
| 0.528 | 0.687 | 0.049 | 0.646 | 0 | 0.502 | 0.025 | 0.831 | 0
| 0.528 | 0.596 | 0.032 | 0.617 | 0 | 0.505 | 0.033 | 0.816 | 0
| 0.528 | 0.451 | 0.017 | 0.561 | 0 | 0.467 | 0.04 | 0.761 | 0
| 0.528 | 0.314 | 0.007 | 0.443 | 0 | 0.419 | 0.048 | 0.664 | 0
| 0.528 | 0.216 | 0.003 | 0.33 | 0 | 0.352 | 0.058 | 0.53 | 0
| 0.528 | 0.131 | 0.002 | 0.239 | 0 | 0.276 | 0.068 | 0.363 | 0
| 0.528 | 0.062 | 0.001 | 0.124 | 0 | 0.183 | 0.073 | 0.188 | 0
| 0.528 | 0.02 | 0.001 | 0.052 | 0 | 0.103 | 0.074 | 0.057 | 0
| 0.528 | 0 | 0.002 | 0.009 | 0 | 0.045 | 0.076 | 0.023 | 0
| 0.528 | 0 | 0.005 | 0 | 0.014 | 0.006 | 0.088 | 0 | 0
| 0.528 | 0 | 0.009 | 0 | 0.05 | 0 | 0.099 | 0 | 0
| 0.528 | 0 | 0.015 | 0 | 0.072 | 0 | 0.085 | 0 | 0
| 0.528 | 0 | 0.02 | 0 | 0.083 | 0 | 0.071 | 0 | 0.001
| 0.528 | 0 | 0.025 | 0 | 0.083 | 0 | 0.061 | 0 | 0.001
| 0.528 | 0 | 0.041 | 0 | 0.082 | 0 | 0.057 | 0 | 0.002
| 0.528 | 0 | 0.074 | 0.001 | 0.096 | 0 | 0.051 | 0 | 0.002
| 0.528 | 0.011 | 0.104 | 0.034 | 0.082 | 0.007 | 0.048 | 0.01 | 0.002
| 0.528 | 0.044 | 0.096 | 0.089 | 0.011 | 0.039 | 0.025 | 0.042 | 0.002
| 0.528 | 0.097 | 0.053 | 0.187 | 0.002 | 0.079 | 0.011 | 0.13 | 0.001
| 0.528 | 0.177 | 0.066 | 0.297 | 0.002 | 0.112 | 0.009 | 0.321 | 0
| 0.528 | 0.251 | 0.09 | 0.406 | 0.003 | 0.14 | 0.009 | 0.508 | 0
| 0.528 | 0.316 | 0.096 | 0.48 | 0.006 | 0.181 | 0.007 | 0.664 | 0
| 0.528 | 0.309 | 0.082 | 0.565 | 0.014 | 0.23 | 0.004 | 0.779 | 0
| 0.528 | 0.313 | 0.065 | 0.573 | 0.025 | 0.317 | 0.003 | 0.849 | 0
| 0.528 | 0.316 | 0.054 | 0.515 | 0.039 | 0.424 | 0.004 | 0.875 | 0
| 0.528 | 0.327 | 0.067 | 0.43 | 0.053 | 0.509 | 0.01 | 0.857 | 0
| 0.528 | 0.365 | 0.093 | 0.381 | 0.058 | 0.436 | 0.021 | 0.795 | 0.002
| 0.528 | 0.317 | 0.121 | 0.318 | 0.059 | 0.377 | 0.036 | 0.693 | 0.006
| 0.528 | 0.24 | 0.131 | 0.239 | 0.058 | 0.308 | 0.054 | 0.551 | 0.014
| 0.528 | 0.134 | 0.142 | 0.164 | 0.068 | 0.24 | 0.061 | 0.377 | 0.02
| 0.528 | 0.072 | 0.177 | 0.09 | 0.14 | 0.164 | 0.056 | 0.19 | 0.022
| 0.528 | 0.022 | 0.213 | 0.037 | 0.249 | 0.084 | 0.047 | 0.056 | 0.019
| 0.528 | 0 | 0.223 | 0.006 | 0.283 | 0.043 | 0.049 | 0.024 | 0.016
| 0.528 | 0 | 0.205 | 0 | 0.27 | 0.007 | 0.069 | 0 | 0.011
| 0.528 | 0 | 0.172 | 0 | 0.2 | 0 | 0.079 | 0 | 0.007
| 0.528 | 0 | 0.153 | 0 | 0.143 | 0 | 0.079 | 0 | 0.005
| 0.528 | 0 | 0.103 | 0 | 0.104 | 0 | 0.063 | 0 | 0.004
| 0.528 | 0 | 0.072 | 0 | 0.076 | 0 | 0.047 | 0 | 0.002
| 0.528 | 0 | 0.049 | 0 | 0.05 | 0 | 0.043 | 0 | 0.001
| 0.528 | 0 | 0.041 | 0.001 | 0.018 | 0 | 0.039 | 0 | 0.001
| 0.528 | 0.012 | 0.025 | 0.031 | 0.003 | 0.016 | 0.034 | 0.01 | 0
| 0.528 | 0.045 | 0.016 | 0.089 | 0 | 0.06 | 0.027 | 0.044 | 0
| 0.528 | 0.101 | 0.02 | 0.19 | 0 | 0.124 | 0.027 | 0.131 | 0
| 0.528 | 0.209 | 0.031 | 0.32 | 0 | 0.232 | 0.028 | 0.318 | 0
| 0.528 | 0.348 | 0.044 | 0.452 | 0 | 0.369 | 0.031 | 0.498 | 0
| 0.528 | 0.475 | 0.062 | 0.53 | 0 | 0.514 | 0.037 | 0.65 | 0.003
| 0.528 | 0.477 | 0.061 | 0.448 | 0 | 0.599 | 0.042 | 0.726 | 0.013
| 0.528 | 0.442 | 0.04 | 0.46 | 0 | 0.611 | 0.053 | 0.776 | 0.031
| 0.528 | 0.435 | 0.019 | 0.414 | 0 | 0.592 | 0.064 | 0.812 | 0.054
| 0.528 | 0.403 | 0.007 | 0.325 | 0.001 | 0.48 | 0.077 | 0.802 | 0.079
| 0.528 | 0.346 | 0.002 | 0.341 | 0.01 | 0.342 | 0.093 | 0.545 | 0.111
| 0.528 | 0.262 | 0 | 0.373 | 0.032 | 0.207 | 0.093 | 0.26 | 0.119
| 0.528 | 0.205 | 0 | 0.322 | 0.068 | 0.133 | 0.076 | 0.126 | 0.089
| 0.528 | 0.138 | 0 | 0.23 | 0.071 | 0.09 | 0.054 | 0.073 | 0.055
| 0.528 | 0.079 | 0 | 0.129 | 0.079 | 0.063 | 0.039 | 0.051 | 0.041
| 0.528 | 0.028 | 0.001 | 0.06 | 0.16 | 0.045 | 0.034 | 0.032 | 0.035
| 0.528 | 0.001 | 0.004 | 0.014 | 0.325 | 0.022 | 0.032 | 0.011 | 0.04
| 0.528 | 0 | 0.022 | 0 | 0.351 | 0.002 | 0.042 | 0 | 0.044
| 0.528 | 0 | 0.058 | 0 | 0.294 | 0 | 0.056 | 0 | 0.039
| 0.528 | 0 | 0.096 | 0 | 0.251 | 0 | 0.07 | 0 | 0.022
| 0.528 | 0 | 0.131 | 0 | 0.236 | 0 | 0.071 | 0 | 0.008
| 0.528 | 0 | 0.191 | 0 | 0.172 | 0 | 0.076 | 0 | 0.006
| 0.528 | 0 | 0.244 | 0 | 0.124 | 0 | 0.076 | 0 | 0.015
| 0.528 | 0 | 0.256 | 0.002 | 0.098 | 0 | 0.069 | 0 | 0.021
| 0.528 | 0.017 | 0.225 | 0.034 | 0.068 | 0.005 | 0.063 | 0 | 0.015
| 0.528 | 0.048 | 0.155 | 0.079 | 0.07 | 0.032 | 0.054 | 0.016 | 0.01
| 0.528 | 0.1 | 0.131 | 0.134 | 0.152 | 0.094 | 0.055 | 0.036 | 0.01
| 0.528 | 0.205 | 0.247 | 0.183 | 0.446 | 0.19 | 0.078 | 0.055 | 0.01
| 0.528 | 0.359 | 0.343 | 0.206 | 0.485 | 0.275 | 0.072 | 0.092 | 0.012
| 0.528 | 0.573 | 0.373 | 0.238 | 0.426 | 0.402 | 0.068 | 0.163 | 0.023
| 0.528 | 0.682 | 0.442 | 0.26 | 0.343 | 0.49 | 0.071 | 0.263 | 0.045
| 0.528 | 0.704 | 0.525 | 0.302 | 0.268 | 0.491 | 0.069 | 0.339 | 0.073
| 0.528 | 0.69 | 0.568 | 0.388 | 0.183 | 0.481 | 0.065 | 0.37 | 0.095
| 0.528 | 0.648 | 0.583 | 0.471 | 0.115 | 0.5 | 0.053 | 0.362 | 0.103
| 0.528 | 0.502 | 0.575 | 0.525 | 0.088 | 0.456 | 0.043 | 0.372 | 0.103
| 0.528 | 0.283 | 0.517 | 0.452 | 0.094 | 0.399 | 0.035 | 0.348 | 0.101
| 0.528 | 0.16 | 0.459 | 0.319 | 0.099 | 0.291 | 0.026 | 0.321 | 0.092
| 0.528 | 0.104 | 0.42 | 0.22 | 0.075 | 0.192 | 0.017 | 0.208 | 0.07
| 0.528 | 0.074 | 0.362 | 0.12 | 0.037 | 0.129 | 0.01 | 0.103 | 0.039
| 0.528 | 0.034 | 0.31 | 0.037 | 0.063 | 0.068 | 0.006 | 0.049 | 0.017
| 0.528 | 0.001 | 0.289 | 0.003 | 0.133 | 0.03 | 0.006 | 0.012 | 0.01
| 0.528 | 0 | 0.234 | 0 | 0.167 | 0.003 | 0.009 | 0 | 0.009
| 0.528 | 0 | 0.184 | 0 | 0.225 | 0 | 0.009 | 0 | 0.007
| 0.528 | 0 | 0.144 | 0 | 0.272 | 0 | 0.008 | 0 | 0.004
| 0.528 | 0 | 0.159 | 0 | 0.316 | 0 | 0.007 | 0 | 0.002
| 0.528 | 0 | 0.152 | 0 | 0.344 | 0 | 0.004 | 0 | 0.001
| 0.528 | 0 | 0.138 | 0 | 0.28 | 0 | 0.002 | 0 | 0
| 0.528 | 0 | 0.115 | 0.003 | 0.24 | 0 | 0.002 | 0 | 0
| 0.528 | 0.021 | 0.081 | 0.041 | 0.106 | 0.01 | 0.001 | 0.002 | 0
| 0.528 | 0.07 | 0.072 | 0.092 | 0.028 | 0.052 | 0.002 | 0.029 | 0
| 0.528 | 0.2 | 0.105 | 0.205 | 0.038 | 0.119 | 0.001 | 0.097 | 0
| 0.528 | 0.324 | 0.118 | 0.342 | 0.058 | 0.233 | 0 | 0.228 | 0
| 0.528 | 0.448 | 0.095 | 0.475 | 0.042 | 0.355 | 0 | 0.414 | 0
| 0.528 | 0.53 | 0.061 | 0.597 | 0.02 | 0.441 | 0 | 0.485 | 0
| 0.528 | 0.568 | 0.042 | 0.674 | 0.007 | 0.529 | 0 | 0.506 | 0.001
| 0.528 | 0.577 | 0.038 | 0.69 | 0.002 | 0.569 | 0 | 0.543 | 0.001
| 0.528 | 0.562 | 0.035 | 0.653 | 0.001 | 0.583 | 0.001 | 0.558 | 0.001
| 0.528 | 0.497 | 0.026 | 0.519 | 0 | 0.472 | 0.001 | 0.513 | 0.001
| 0.528 | 0.438 | 0.018 | 0.373 | 0 | 0.388 | 0.001 | 0.48 | 0.002
| 0.528 | 0.373 | 0.01 | 0.282 | 0 | 0.35 | 0.001 | 0.403 | 0.002
| 0.528 | 0.281 | 0.006 | 0.243 | 0.001 | 0.3 | 0.001 | 0.328 | 0.001
| 0.528 | 0.175 | 0.005 | 0.18 | 0.007 | 0.24 | 0.001 | 0.218 | 0.001
| 0.528 | 0.078 | 0.005 | 0.097 | 0.024 | 0.165 | 0.002 | 0.132 | 0
| 0.528 | 0.022 | 0.005 | 0.036 | 0.052 | 0.093 | 0.002 | 0.064 | 0
| 0.528 | 0 | 0.005 | 0.005 | 0.14 | 0.041 | 0.002 | 0.018 | 0
| 0.528 | 0 | 0.008 | 0 | 0.225 | 0.006 | 0.003 | 0 | 0
| 0.528 | 0 | 0.016 | 0 | 0.192 | 0 | 0.003 | 0 | 0
| 0.528 | 0 | 0.031 | 0 | 0.132 | 0 | 0.005 | 0 | 0.001
| 0.528 | 0 | 0.041 | 0 | 0.092 | 0 | 0.007 | 0 | 0.001
| 0.528 | 0 | 0.066 | 0 | 0.084 | 0 | 0.008 | 0 | 0.001
| 0.528 | 0 | 0.101 | 0 | 0.091 | 0 | 0.008 | 0 | 0.001
| 0.528 | 0 | 0.123 | 0 | 0.101 | 0 | 0.008 | 0 | 0.002
| 0.528 | 0.014 | 0.107 | 0.009 | 0.091 | 0.013 | 0.008 | 0.009 | 0.002
| 0.528 | 0.058 | 0.047 | 0.035 | 0.084 | 0.058 | 0.006 | 0.057 | 0.002
| 0.528 | 0.115 | 0.053 | 0.077 | 0.126 | 0.124 | 0.002 | 0.136 | 0.001
| 0.528 | 0.169 | 0.069 | 0.147 | 0.154 | 0.264 | 0 | 0.288 | 0.002
| 0.528 | 0.167 | 0.061 | 0.198 | 0.145 | 0.413 | 0 | 0.502 | 0.002
| 0.528 | 0.184 | 0.047 | 0.237 | 0.121 | 0.535 | 0.001 | 0.652 | 0.001
| 0.528 | 0.225 | 0.033 | 0.263 | 0.088 | 0.637 | 0.008 | 0.761 | 0
| 0.528 | 0.274 | 0.023 | 0.224 | 0.063 | 0.661 | 0.025 | 0.828 | 0
| 0.528 | 0.351 | 0.016 | 0.227 | 0.048 | 0.645 | 0.048 | 0.85 | 0
| 0.528 | 0.494 | 0.021 | 0.224 | 0.036 | 0.604 | 0.06 | 0.832 | 0
| 0.528 | 0.54 | 0.035 | 0.332 | 0.021 | 0.599 | 0.064 | 0.776 | 0
| 0.528 | 0.465 | 0.055 | 0.391 | 0.008 | 0.57 | 0.073 | 0.677 | 0
| 0.528 | 0.355 | 0.072 | 0.387 | 0.003 | 0.497 | 0.09 | 0.54 | 0
| 0.528 | 0.231 | 0.068 | 0.262 | 0.001 | 0.392 | 0.112 | 0.375 | 0
| 0.528 | 0.113 | 0.07 | 0.122 | 0.001 | 0.251 | 0.127 | 0.198 | 0
| 0.528 | 0.046 | 0.113 | 0.053 | 0.003 | 0.111 | 0.115 | 0.079 | 0.002
| 0.528 | 0.003 | 0.129 | 0.014 | 0.005 | 0.055 | 0.087 | 0.026 | 0.002
| 0.528 | 0 | 0.115 | 0 | 0.005 | 0.007 | 0.08 | 0 | 0.002
| 0.528 | 0 | 0.077 | 0 | 0.006 | 0 | 0.074 | 0 | 0.001
| 0.528 | 0 | 0.045 | 0 | 0.008 | 0 | 0.082 | 0 | 0
| 0.528 | 0 | 0.027 | 0 | 0.009 | 0 | 0.091 | 0 | 0
| 0.528 | 0 | 0.021 | 0 | 0.021 | 0 | 0.093 | 0 | 0
| 0.528 | 0 | 0.017 | 0 | 0.048 | 0 | 0.131 | 0 | 0
| 0.528 | 0 | 0.012 | 0.003 | 0.069 | 0 | 0.188 | 0 | 0
| 0.528 | 0.016 | 0.004 | 0.038 | 0.086 | 0.014 | 0.212 | 0.01 | 0
| 0.528 | 0.061 | 0 | 0.071 | 0.034 | 0.051 | 0.177 | 0.061 | 0
| 0.528 | 0.143 | 0 | 0.214 | 0.001 | 0.071 | 0.187 | 0.142 | 0
| 0.528 | 0.309 | 0 | 0.376 | 0.015 | 0.078 | 0.313 | 0.21 | 0
| 0.528 | 0.527 | 0 | 0.524 | 0.017 | 0.112 | 0.47 | 0.264 | 0.007
| 0.528 | 0.645 | 0 | 0.64 | 0.017 | 0.154 | 0.558 | 0.316 | 0.024
| 0.528 | 0.694 | 0.001 | 0.725 | 0.016 | 0.185 | 0.618 | 0.293 | 0.041
| 0.528 | 0.701 | 0.01 | 0.767 | 0.016 | 0.218 | 0.653 | 0.245 | 0.051
| 0.528 | 0.707 | 0.031 | 0.77 | 0.016 | 0.257 | 0.69 | 0.247 | 0.064
| 0.528 | 0.673 | 0.061 | 0.725 | 0.022 | 0.304 | 0.725 | 0.313 | 0.084
| 0.528 | 0.607 | 0.09 | 0.641 | 0.032 | 0.456 | 0.755 | 0.265 | 0.093
| 0.528 | 0.497 | 0.12 | 0.502 | 0.039 | 0.51 | 0.754 | 0.199 | 0.087
| 0.528 | 0.368 | 0.132 | 0.375 | 0.054 | 0.455 | 0.737 | 0.205 | 0.076
| 0.528 | 0.24 | 0.102 | 0.237 | 0.064 | 0.363 | 0.674 | 0.13 | 0.042
| 0.528 | 0.115 | 0.093 | 0.126 | 0.062 | 0.239 | 0.556 | 0.08 | 0.017
| 0.528 | 0.048 | 0.161 | 0.053 | 0.084 | 0.108 | 0.414 | 0.04 | 0.003
| 0.528 | 0.002 | 0.25 | 0.009 | 0.13 | 0.053 | 0.245 | 0.008 | 0.001
| 0.528 | 0 | 0.311 | 0 | 0.246 | 0.01 | 0.17 | 0 | 0.001
| 0.528 | 0 | 0.295 | 0 | 0.391 | 0 | 0.15 | 0 | 0.001
| 0.528 | 0 | 0.272 | 0 | 0.374 | 0 | 0.131 | 0 | 0.001
| 0.528 | 0 | 0.251 | 0 | 0.251 | 0 | 0.111 | 0 | 0.001
| 0.528 | 0 | 0.225 | 0 | 0.241 | 0 | 0.086 | 0 | 0.001
| 0.528 | 0 | 0.199 | 0 | 0.219 | 0 | 0.075 | 0 | 0
| 0.528 | 0 | 0.175 | 0.001 | 0.212 | 0 | 0.069 | 0 | 0
| 0.528 | 0.008 | 0.117 | 0.02 | 0.179 | 0.015 | 0.069 | 0 | 0
| 0.528 | 0.035 | 0.08 | 0.058 | 0.121 | 0.059 | 0.064 | 0.017 | 0
| 0.528 | 0.108 | 0.058 | 0.105 | 0.112 | 0.123 | 0.071 | 0.06 | 0
| 0.528 | 0.239 | 0.084 | 0.153 | 0.275 | 0.224 | 0.094 | 0.169 | 0.001
| 0.528 | 0.361 | 0.139 | 0.184 | 0.224 | 0.324 | 0.101 | 0.373 | 0.003
| 0.528 | 0.503 | 0.233 | 0.217 | 0.217 | 0.416 | 0.118 | 0.564 | 0.008
| 0.528 | 0.656 | 0.334 | 0.248 | 0.16 | 0.445 | 0.149 | 0.699 | 0.009
| 0.528 | 0.703 | 0.391 | 0.287 | 0.083 | 0.442 | 0.167 | 0.768 | 0.01
| 0.528 | 0.703 | 0.374 | 0.38 | 0.034 | 0.538 | 0.168 | 0.822 | 0.016
| 0.528 | 0.652 | 0.294 | 0.467 | 0.012 | 0.578 | 0.164 | 0.799 | 0.023
| 0.528 | 0.638 | 0.214 | 0.51 | 0.003 | 0.497 | 0.147 | 0.767 | 0.025
| 0.528 | 0.511 | 0.181 | 0.443 | 0.001 | 0.455 | 0.131 | 0.659 | 0.024
| 0.528 | 0.337 | 0.165 | 0.327 | 0 | 0.382 | 0.112 | 0.501 | 0.021
| 0.528 | 0.222 | 0.141 | 0.22 | 0 | 0.298 | 0.092 | 0.349 | 0.018
| 0.528 | 0.124 | 0.111 | 0.122 | 0 | 0.196 | 0.069 | 0.191 | 0.013
| 0.528 | 0.052 | 0.14 | 0.051 | 0.003 | 0.099 | 0.042 | 0.076 | 0.006
| 0.528 | 0.004 | 0.201 | 0.009 | 0.069 | 0.042 | 0.022 | 0.018 | 0.001
| 0.528 | 0 | 0.191 | 0 | 0.217 | 0.006 | 0.021 | 0 | 0
| 0.528 | 0 | 0.139 | 0 | 0.347 | 0 | 0.023 | 0 | 0
| 0.528 | 0 | 0.101 | 0 | 0.36 | 0 | 0.017 | 0 | 0
| 0.528 | 0 | 0.075 | 0 | 0.287 | 0 | 0.011 | 0 | 0
| 0.528 | 0 | 0.06 | 0 | 0.247 | 0 | 0.005 | 0 | 0
| 0.528 | 0 | 0.042 | 0 | 0.213 | 0 | 0.002 | 0 | 0
| 0.528 | 0 | 0.029 | 0.002 | 0.166 | 0 | 0 | 0 | 0
| 0.528 | 0.025 | 0.038 | 0.03 | 0.087 | 0.012 | 0 | 0.008 | 0
| 0.528 | 0.059 | 0.042 | 0.061 | 0.019 | 0.046 | 0 | 0.062 | 0
| 0.528 | 0.104 | 0.013 | 0.103 | 0 | 0.1 | 0 | 0.141 | 0
| 0.528 | 0.172 | 0.004 | 0.138 | 0 | 0.178 | 0 | 0.218 | 0
| 0.528 | 0.235 | 0.007 | 0.218 | 0 | 0.244 | 0 | 0.233 | 0.001
| 0.528 | 0.253 | 0.004 | 0.316 | 0 | 0.372 | 0.002 | 0.37 | 0.001
| 0.528 | 0.265 | 0.002 | 0.431 | 0 | 0.515 | 0.004 | 0.415 | 0.003
| 0.528 | 0.269 | 0.001 | 0.537 | 0 | 0.555 | 0.004 | 0.419 | 0.004
| 0.528 | 0.252 | 0.001 | 0.602 | 0 | 0.54 | 0.003 | 0.485 | 0.005
| 0.528 | 0.242 | 0.003 | 0.502 | 0 | 0.526 | 0.004 | 0.444 | 0.007
| 0.528 | 0.204 | 0.011 | 0.414 | 0.002 | 0.464 | 0.009 | 0.336 | 0.008
| 0.528 | 0.177 | 0.019 | 0.351 | 0.012 | 0.322 | 0.015 | 0.183 | 0.003
| 0.528 | 0.154 | 0.027 | 0.289 | 0.035 | 0.184 | 0.017 | 0.123 | 0
| 0.528 | 0.095 | 0.025 | 0.206 | 0.059 | 0.112 | 0.016 | 0.112 | 0
| 0.528 | 0.06 | 0.021 | 0.109 | 0.115 | 0.062 | 0.022 | 0.095 | 0.002
| 0.528 | 0.024 | 0.034 | 0.042 | 0.22 | 0.04 | 0.027 | 0.027 | 0.004
| 0.528 | 0.001 | 0.065 | 0.006 | 0.301 | 0.017 | 0.037 | 0.002 | 0.008
| 0.528 | 0 | 0.066 | 0 | 0.346 | 0.002 | 0.059 | 0 | 0.007
| 0.528 | 0 | 0.042 | 0 | 0.252 | 0 | 0.078 | 0 | 0.001
| 0.528 | 0 | 0.049 | 0 | 0.138 | 0 | 0.109 | 0 | 0.006
| 0.528 | 0 | 0.094 | 0 | 0.055 | 0 | 0.123 | 0 | 0.022
| 0.528 | 0 | 0.179 | 0 | 0.021 | 0 | 0.153 | 0 | 0.028
| 0.528 | 0 | 0.251 | 0 | 0.057 | 0 | 0.157 | 0 | 0.032
| 0.528 | 0 | 0.287 | 0 | 0.154 | 0 | 0.153 | 0 | 0.029
| 0.528 | 0.019 | 0.308 | 0.006 | 0.182 | 0.006 | 0.113 | 0.004 | 0.025
| 0.528 | 0.07 | 0.347 | 0.021 | 0.132 | 0.027 | 0.085 | 0.027 | 0.018
| 0.528 | 0.162 | 0.431 | 0.044 | 0.105 | 0.075 | 0.05 | 0.05 | 0.016
| 0.528 | 0.309 | 0.421 | 0.079 | 0.087 | 0.111 | 0.054 | 0.086 | 0.025
| 0.528 | 0.509 | 0.45 | 0.122 | 0.068 | 0.089 | 0.061 | 0.126 | 0.048
| 0.528 | 0.661 | 0.449 | 0.17 | 0.068 | 0.115 | 0.068 | 0.18 | 0.082
| 0.528 | 0.766 | 0.46 | 0.236 | 0.086 | 0.144 | 0.199 | 0.289 | 0.124
| 0.528 | 0.802 | 0.467 | 0.329 | 0.06 | 0.224 | 0.402 | 0.531 | 0.178
| 0.528 | 0.785 | 0.489 | 0.398 | 0.035 | 0.391 | 0.479 | 0.587 | 0.225
| 0.528 | 0.721 | 0.526 | 0.483 | 0.024 | 0.613 | 0.473 | 0.585 | 0.245
| 0.528 | 0.633 | 0.561 | 0.503 | 0.017 | 0.651 | 0.457 | 0.601 | 0.225
| 0.528 | 0.505 | 0.571 | 0.478 | 0.008 | 0.591 | 0.431 | 0.519 | 0.167
| 0.528 | 0.386 | 0.568 | 0.373 | 0.002 | 0.489 | 0.379 | 0.425 | 0.108
| 0.528 | 0.246 | 0.522 | 0.242 | 0 | 0.362 | 0.323 | 0.3 | 0.064
| 0.528 | 0.11 | 0.416 | 0.129 | 0 | 0.213 | 0.248 | 0.165 | 0.03
| 0.528 | 0.045 | 0.334 | 0.051 | 0 | 0.109 | 0.172 | 0.07 | 0.005
| 0.528 | 0.003 | 0.331 | 0.009 | 0.011 | 0.05 | 0.096 | 0.015 | 0
| 0.528 | 0 | 0.312 | 0 | 0.089 | 0.009 | 0.085 | 0 | 0
| 0.528 | 0 | 0.289 | 0 | 0.164 | 0 | 0.094 | 0 | 0.002
| 0.528 | 0 | 0.274 | 0 | 0.25 | 0 | 0.09 | 0 | 0.005
| 0.528 | 0 | 0.239 | 0 | 0.261 | 0 | 0.074 | 0 | 0.01
| 0.528 | 0 | 0.227 | 0 | 0.264 | 0 | 0.049 | 0 | 0.014
| 0.528 | 0 | 0.208 | 0 | 0.191 | 0 | 0.028 | 0 | 0.017
| 0.528 | 0 | 0.168 | 0 | 0.207 | 0 | 0.016 | 0 | 0.02
| 0.528 | 0.03 | 0.14 | 0.015 | 0.187 | 0.016 | 0.013 | 0.004 | 0.022
| 0.528 | 0.059 | 0.099 | 0.041 | 0.128 | 0.058 | 0.008 | 0.036 | 0.018
| 0.528 | 0.219 | 0.192 | 0.095 | 0.143 | 0.123 | 0.006 | 0.087 | 0.03
| 0.528 | 0.406 | 0.256 | 0.166 | 0.251 | 0.26 | 0.013 | 0.134 | 0.062
| 0.528 | 0.572 | 0.327 | 0.214 | 0.255 | 0.396 | 0.022 | 0.197 | 0.084
| 0.528 | 0.698 | 0.362 | 0.318 | 0.216 | 0.523 | 0.032 | 0.255 | 0.105
| 0.528 | 0.758 | 0.367 | 0.437 | 0.171 | 0.512 | 0.042 | 0.336 | 0.126
| 0.528 | 0.785 | 0.345 | 0.544 | 0.135 | 0.53 | 0.05 | 0.39 | 0.127
| 0.528 | 0.796 | 0.3 | 0.645 | 0.109 | 0.585 | 0.059 | 0.446 | 0.122
| 0.528 | 0.761 | 0.261 | 0.649 | 0.068 | 0.619 | 0.075 | 0.456 | 0.121
| 0.528 | 0.67 | 0.243 | 0.583 | 0.04 | 0.603 | 0.085 | 0.428 | 0.109
| 0.528 | 0.545 | 0.231 | 0.495 | 0.022 | 0.534 | 0.089 | 0.398 | 0.089
| 0.528 | 0.425 | 0.211 | 0.398 | 0.01 | 0.417 | 0.088 | 0.312 | 0.061
| 0.528 | 0.266 | 0.167 | 0.265 | 0.004 | 0.318 | 0.083 | 0.15 | 0.033
| 0.528 | 0.107 | 0.084 | 0.122 | 0.003 | 0.223 | 0.075 | 0.066 | 0.013
| 0.528 | 0.043 | 0.072 | 0.05 | 0.003 | 0.116 | 0.053 | 0.027 | 0.008
| 0.528 | 0.003 | 0.063 | 0.015 | 0.006 | 0.051 | 0.041 | 0.004 | 0.01
| 0.528 | 0 | 0.036 | 0 | 0.007 | 0.008 | 0.046 | 0 | 0.013
| 0.528 | 0 | 0.012 | 0 | 0.003 | 0 | 0.049 | 0 | 0.016
| 0.528 | 0 | 0.001 | 0 | 0 | 0 | 0.055 | 0 | 0.021
| 0.528 | 0 | 0 | 0 | 0 | 0 | 0.065 | 0 | 0.031
| 0.528 | 0 | 0.001 | 0 | 0 | 0 | 0.063 | 0 | 0.045
| 0.528 | 0 | 0.002 | 0 | 0.003 | 0 | 0.076 | 0 | 0.059
| 0.528 | 0 | 0.003 | 0.003 | 0.011 | 0 | 0.099 | 0 | 0.068
| 0.528 | 0.03 | 0.004 | 0.037 | 0.022 | 0.005 | 0.131 | 0 | 0.073
| 0.528 | 0.069 | 0.004 | 0.071 | 0.008 | 0.024 | 0.158 | 0.013 | 0.066
| 0.528 | 0.206 | 0.001 | 0.208 | 0.01 | 0.057 | 0.166 | 0.04 | 0.07
| 0.528 | 0.379 | 0.009 | 0.354 | 0.027 | 0.12 | 0.209 | 0.089 | 0.101
| 0.528 | 0.538 | 0.013 | 0.506 | 0.039 | 0.223 | 0.344 | 0.164 | 0.129
| 0.528 | 0.657 | 0.01 | 0.625 | 0.051 | 0.289 | 0.447 | 0.211 | 0.201
| 0.528 | 0.722 | 0.008 | 0.716 | 0.065 | 0.322 | 0.459 | 0.241 | 0.177
| 0.528 | 0.727 | 0.011 | 0.766 | 0.08 | 0.357 | 0.433 | 0.263 | 0.158
| 0.528 | 0.749 | 0.015 | 0.769 | 0.095 | 0.382 | 0.409 | 0.28 | 0.156
| 0.528 | 0.68 | 0.019 | 0.73 | 0.112 | 0.427 | 0.402 | 0.253 | 0.144
| 0.528 | 0.565 | 0.024 | 0.644 | 0.122 | 0.367 | 0.388 | 0.236 | 0.122
| 0.528 | 0.432 | 0.025 | 0.518 | 0.123 | 0.233 | 0.296 | 0.23 | 0.113
| 0.528 | 0.284 | 0.018 | 0.359 | 0.117 | 0.145 | 0.17 | 0.179 | 0.089
| 0.528 | 0.161 | 0.016 | 0.22 | 0.13 | 0.134 | 0.126 | 0.12 | 0.059
| 0.528 | 0.083 | 0.011 | 0.116 | 0.182 | 0.095 | 0.109 | 0.064 | 0.04
| 0.528 | 0.037 | 0.003 | 0.052 | 0.278 | 0.039 | 0.078 | 0.03 | 0.037
| 0.528 | 0.002 | 0.002 | 0.012 | 0.346 | 0.039 | 0.057 | 0.005 | 0.041
| 0.528 | 0 | 0.001 | 0 | 0.352 | 0.01 | 0.067 | 0 | 0.042
| 0.528 | 0 | 0.001 | 0 | 0.256 | 0 | 0.062 | 0 | 0.04
| 0.528 | 0 | 0.001 | 0 | 0.15 | 0 | 0.06 | 0 | 0.037
| 0.528 | 0 | 0.001 | 0 | 0.124 | 0 | 0.064 | 0 | 0.035
| 0.528 | 0 | 0.002 | 0 | 0.135 | 0 | 0.073 | 0 | 0.029
| 0.528 | 0 | 0.005 | 0 | 0.132 | 0 | 0.089 | 0 | 0.026
| 0.528 | 0 | 0.008 | 0.003 | 0.118 | 0 | 0.096 | 0 | 0.023
| 0.528 | 0.031 | 0.016 | 0.04 | 0.082 | 0.002 | 0.074 | 0 | 0.019
| 0.528 | 0.073 | 0.013 | 0.08 | 0.008 | 0.015 | 0.054 | 0.014 | 0.016
| 0.528 | 0.202 | 0.002 | 0.205 | 0 | 0.053 | 0.033 | 0.049 | 0.01
| 0.528 | 0.349 | 0.02 | 0.346 | 0 | 0.168 | 0.056 | 0.102 | 0.015
| 0.528 | 0.503 | 0.051 | 0.485 | 0 | 0.349 | 0.093 | 0.145 | 0.024
| 0.528 | 0.634 | 0.072 | 0.606 | 0.003 | 0.44 | 0.118 | 0.178 | 0.027
| 0.528 | 0.708 | 0.085 | 0.688 | 0.012 | 0.458 | 0.138 | 0.219 | 0.035
| 0.528 | 0.732 | 0.092 | 0.679 | 0.022 | 0.431 | 0.152 | 0.256 | 0.042
| 0.528 | 0.695 | 0.097 | 0.628 | 0.036 | 0.293 | 0.137 | 0.286 | 0.045
| 0.528 | 0.598 | 0.108 | 0.549 | 0.063 | 0.261 | 0.118 | 0.262 | 0.026
| 0.528 | 0.539 | 0.124 | 0.496 | 0.099 | 0.373 | 0.115 | 0.246 | 0.01
| 0.528 | 0.403 | 0.133 | 0.462 | 0.123 | 0.512 | 0.12 | 0.179 | 0.002
| 0.528 | 0.276 | 0.134 | 0.347 | 0.134 | 0.459 | 0.117 | 0.119 | 0
| 0.528 | 0.178 | 0.168 | 0.245 | 0.154 | 0.348 | 0.096 | 0.072 | 0
| 0.528 | 0.09 | 0.214 | 0.123 | 0.248 | 0.218 | 0.049 | 0.037 | 0
| 0.528 | 0.029 | 0.259 | 0.054 | 0.376 | 0.11 | 0.018 | 0.014 | 0.001
| 0.528 | 0 | 0.252 | 0.012 | 0.394 | 0.041 | 0.01 | 0.002 | 0.007
| 0.528 | 0 | 0.205 | 0 | 0.395 | 0.005 | 0.008 | 0 | 0.03
| 0.528 | 0 | 0.131 | 0 | 0.299 | 0 | 0.007 | 0 | 0.054
| 0.528 | 0 | 0.097 | 0 | 0.21 | 0 | 0.004 | 0 | 0.014
| 0.528 | 0 | 0.055 | 0 | 0.158 | 0 | 0.003 | 0 | 0
| 0.528 | 0 | 0.065 | 0 | 0.124 | 0 | 0.004 | 0 | 0.003
| 0.528 | 0 | 0.082 | 0 | 0.105 | 0 | 0.005 | 0 | 0.017
| 0.528 | 0 | 0.115 | 0.003 | 0.088 | 0 | 0.003 | 0 | 0.026
| 0.528 | 0.01 | 0.174 | 0.038 | 0.039 | 0.001 | 0 | 0 | 0.035
| 0.528 | 0.035 | 0.169 | 0.083 | 0.023 | 0.011 | 0 | 0.035 | 0.041
| 0.528 | 0.081 | 0.184 | 0.204 | 0.029 | 0.029 | 0.009 | 0.098 | 0.055
| 0.528 | 0.148 | 0.211 | 0.36 | 0.047 | 0.054 | 0.042 | 0.175 | 0.09
| 0.528 | 0.206 | 0.226 | 0.501 | 0.106 | 0.085 | 0.108 | 0.168 | 0.101
| 0.528 | 0.265 | 0.245 | 0.607 | 0.203 | 0.135 | 0.144 | 0.239 | 0.112
| 0.528 | 0.416 | 0.275 | 0.641 | 0.337 | 0.206 | 0.139 | 0.384 | 0.129
| 0.528 | 0.59 | 0.294 | 0.664 | 0.4 | 0.252 | 0.137 | 0.606 | 0.137
| 0.528 | 0.662 | 0.306 | 0.676 | 0.413 | 0.276 | 0.135 | 0.701 | 0.163
| 0.528 | 0.554 | 0.35 | 0.604 | 0.413 | 0.269 | 0.145 | 0.511 | 0.187
| 0.528 | 0.388 | 0.375 | 0.515 | 0.369 | 0.228 | 0.147 | 0.467 | 0.188
| 0.528 | 0.283 | 0.319 | 0.362 | 0.231 | 0.183 | 0.126 | 0.408 | 0.167
| 0.528 | 0.198 | 0.214 | 0.182 | 0.114 | 0.144 | 0.113 | 0.373 | 0.124
| 0.528 | 0.116 | 0.198 | 0.103 | 0.064 | 0.106 | 0.115 | 0.32 | 0.089
| 0.528 | 0.056 | 0.255 | 0.056 | 0.126 | 0.068 | 0.146 | 0.189 | 0.059
| 0.528 | 0.015 | 0.294 | 0.028 | 0.311 | 0.056 | 0.194 | 0.08 | 0.03
| 0.528 | 0 | 0.317 | 0.01 | 0.516 | 0.045 | 0.205 | 0.013 | 0.012
| 0.528 | 0 | 0.238 | 0 | 0.476 | 0.009 | 0.162 | 0 | 0.011
| 0.528 | 0 | 0.22 | 0 | 0.322 | 0 | 0.133 | 0 | 0.011
| 0.528 | 0 | 0.202 | 0 | 0.213 | 0 | 0.123 | 0 | 0.007
| 0.528 | 0 | 0.166 | 0 | 0.154 | 0 | 0.104 | 0 | 0.004
| 0.528 | 0 | 0.158 | 0 | 0.145 | 0 | 0.096 | 0 | 0.002
| 0.528 | 0 | 0.163 | 0 | 0.206 | 0 | 0.108 | 0 | 0.001
| 0.528 | 0 | 0.152 | 0 | 0.238 | 0 | 0.097 | 0 | 0.001
| 0.528 | 0.024 | 0.137 | 0.025 | 0.259 | 0.013 | 0.092 | 0.001 | 0.001
| 0.528 | 0.081 | 0.133 | 0.086 | 0.278 | 0.057 | 0.073 | 0.021 | 0.001
| 0.528 | 0.206 | 0.186 | 0.179 | 0.359 | 0.119 | 0.077 | 0.068 | 0.001
| 0.528 | 0.377 | 0.226 | 0.219 | 0.42 | 0.21 | 0.085 | 0.197 | 0.001
| 0.528 | 0.55 | 0.264 | 0.241 | 0.379 | 0.264 | 0.095 | 0.385 | 0.003
| 0.528 | 0.682 | 0.294 | 0.308 | 0.366 | 0.303 | 0.105 | 0.507 | 0.007
| 0.528 | 0.765 | 0.32 | 0.394 | 0.333 | 0.348 | 0.113 | 0.672 | 0.013
| 0.528 | 0.81 | 0.341 | 0.437 | 0.272 | 0.387 | 0.115 | 0.755 | 0.018
| 0.528 | 0.808 | 0.348 | 0.505 | 0.217 | 0.415 | 0.12 | 0.781 | 0.021
| 0.528 | 0.768 | 0.352 | 0.53 | 0.161 | 0.443 | 0.146 | 0.768 | 0.022
| 0.528 | 0.694 | 0.346 | 0.451 | 0.108 | 0.491 | 0.168 | 0.717 | 0.024
| 0.528 | 0.586 | 0.325 | 0.439 | 0.093 | 0.514 | 0.174 | 0.63 | 0.022
| 0.528 | 0.44 | 0.294 | 0.396 | 0.074 | 0.464 | 0.164 | 0.507 | 0.017
| 0.528 | 0.267 | 0.233 | 0.257 | 0.058 | 0.359 | 0.144 | 0.351 | 0.01
| 0.528 | 0.104 | 0.191 | 0.122 | 0.047 | 0.229 | 0.117 | 0.185 | 0.004
| 0.528 | 0.041 | 0.225 | 0.052 | 0.064 | 0.108 | 0.085 | 0.072 | 0.001
| 0.528 | 0.003 | 0.272 | 0.015 | 0.116 | 0.051 | 0.045 | 0.024 | 0.001
| 0.528 | 0 | 0.273 | 0 | 0.152 | 0.009 | 0.035 | 0 | 0
| 0.528 | 0 | 0.247 | 0 | 0.173 | 0 | 0.026 | 0 | 0
| 0.528 | 0 | 0.227 | 0 | 0.235 | 0 | 0.017 | 0 | 0
| 0.528 | 0 | 0.192 | 0 | 0.269 | 0 | 0.012 | 0 | 0.001
| 0.528 | 0 | 0.179 | 0 | 0.272 | 0 | 0.011 | 0 | 0.003
| 0.528 | 0 | 0.173 | 0 | 0.261 | 0 | 0.01 | 0 | 0.004
| 0.528 | 0 | 0.159 | 0.003 | 0.235 | 0 | 0.008 | 0 | 0.006
| 0.528 | 0.028 | 0.133 | 0.036 | 0.126 | 0.013 | 0.005 | 0.011 | 0.008
| 0.528 | 0.058 | 0.051 | 0.063 | 0.008 | 0.057 | 0.002 | 0.045 | 0.01
| 0.528 | 0.21 | 0.012 | 0.213 | 0 | 0.116 | 0.001 | 0.126 | 0.004
| 0.528 | 0.39 | 0.035 | 0.378 | 0.003 | 0.259 | 0.001 | 0.313 | 0.006
| 0.528 | 0.544 | 0.023 | 0.53 | 0.003 | 0.398 | 0.002 | 0.493 | 0.016
| 0.528 | 0.664 | 0.019 | 0.649 | 0.003 | 0.542 | 0.006 | 0.643 | 0.024
| 0.528 | 0.746 | 0.021 | 0.728 | 0.002 | 0.648 | 0.012 | 0.751 | 0.027
| 0.528 | 0.79 | 0.021 | 0.767 | 0.001 | 0.666 | 0.018 | 0.818 | 0.028
| 0.528 | 0.795 | 0.021 | 0.77 | 0 | 0.645 | 0.022 | 0.842 | 0.025
| 0.528 | 0.76 | 0.019 | 0.736 | 0 | 0.572 | 0.03 | 0.825 | 0.02
| 0.528 | 0.685 | 0.015 | 0.66 | 0 | 0.561 | 0.039 | 0.768 | 0.016
| 0.528 | 0.568 | 0.01 | 0.521 | 0 | 0.54 | 0.044 | 0.67 | 0.013
| 0.528 | 0.419 | 0.007 | 0.388 | 0.001 | 0.484 | 0.042 | 0.532 | 0.012
| 0.528 | 0.259 | 0.003 | 0.25 | 0.01 | 0.384 | 0.037 | 0.368 | 0.01
| 0.528 | 0.114 | 0.002 | 0.122 | 0.018 | 0.243 | 0.027 | 0.194 | 0.008
| 0.528 | 0.047 | 0 | 0.054 | 0.036 | 0.102 | 0.013 | 0.072 | 0.005
| 0.528 | 0.003 | 0 | 0.014 | 0.108 | 0.049 | 0.005 | 0.025 | 0.002
| 0.528 | 0 | 0 | 0 | 0.156 | 0.009 | 0.001 | 0 | 0.001
| 0.528 | 0 | 0 | 0 | 0.17 | 0 | 0 | 0 | 0
| 0.528 | 0 | 0 | 0 | 0.129 | 0 | 0 | 0 | 0
| 0.528 | 0 | 0 | 0 | 0.067 | 0 | 0 | 0 | 0
| 0.528 | 0 | 0 | 0 | 0.031 | 0 | 0 | 0 | 0
| 0.528 | 0 | 0 | 0 | 0.014 | 0 | 0 | 0 | 0
| 0.528 | 0 | 0 | 0.003 | 0.006 | 0 | 0 | 0 | 0.001
| 0.528 | 0.029 | 0 | 0.038 | 0.004 | 0.016 | 0 | 0.009 | 0.003
| 0.528 | 0.082 | 0.001 | 0.074 | 0 | 0.049 | 0.001 | 0.055 | 0.001
| 0.528 | 0.189 | 0.001 | 0.203 | 0 | 0.109 | 0.001 | 0.121 | 0
| 0.528 | 0.333 | 0.005 | 0.354 | 0.001 | 0.26 | 0.002 | 0.218 | 0
| 0.528 | 0.48 | 0.021 | 0.499 | 0.005 | 0.407 | 0.003 | 0.328 | 0
| 0.528 | 0.551 | 0.021 | 0.607 | 0.007 | 0.52 | 0.003 | 0.431 | 0
| 0.528 | 0.553 | 0.025 | 0.674 | 0.007 | 0.603 | 0.002 | 0.486 | 0.003
| 0.528 | 0.447 | 0.029 | 0.705 | 0.006 | 0.646 | 0.001 | 0.567 | 0.008
| 0.528 | 0.369 | 0.026 | 0.703 | 0.006 | 0.629 | 0.001 | 0.585 | 0.011
| 0.528 | 0.329 | 0.025 | 0.671 | 0.008 | 0.607 | 0.001 | 0.521 | 0.016
| 0.528 | 0.252 | 0.026 | 0.6 | 0.011 | 0.553 | 0.002 | 0.35 | 0.018
| 0.528 | 0.177 | 0.024 | 0.494 | 0.014 | 0.457 | 0.004 | 0.237 | 0.012
| 0.528 | 0.1 | 0.027 | 0.358 | 0.019 | 0.329 | 0.007 | 0.162 | 0.005
| 0.528 | 0.061 | 0.028 | 0.226 | 0.028 | 0.231 | 0.01 | 0.134 | 0.002
| 0.528 | 0.032 | 0.026 | 0.118 | 0.027 | 0.138 | 0.016 | 0.081 | 0.001
| 0.528 | 0.011 | 0.041 | 0.048 | 0.017 | 0.068 | 0.014 | 0.038 | 0
| 0.528 | 0 | 0.047 | 0.008 | 0.013 | 0.025 | 0.009 | 0.005 | 0
| 0.528 | 0 | 0.044 | 0 | 0.012 | 0.002 | 0.008 | 0 | 0
| 0.528 | 0 | 0.034 | 0 | 0.017 | 0 | 0.005 | 0 | 0.008
| 0.528 | 0 | 0.026 | 0 | 0.036 | 0 | 0.002 | 0 | 0.017
| 0.528 | 0 | 0.027 | 0 | 0.057 | 0 | 0.001 | 0 | 0.007
| 0.528 | 0 | 0.036 | 0 | 0.067 | 0 | 0.001 | 0 | 0.001
| 0.528 | 0 | 0.063 | 0 | 0.052 | 0 | 0.001 | 0 | 0
| 0.528 | 0 | 0.103 | 0.002 | 0.039 | 0 | 0.002 | 0 | 0
| 0.528 | 0.033 | 0.12 | 0.039 | 0.021 | 0.009 | 0.002 | 0.008 | 0
| 0.528 | 0.082 | 0.051 | 0.091 | 0.003 | 0.04 | 0.002 | 0.059 | 0.001
| 0.528 | 0.206 | 0.055 | 0.203 | 0 | 0.055 | 0.001 | 0.138 | 0.004
| 0.528 | 0.356 | 0.085 | 0.331 | 0 | 0.074 | 0.001 | 0.26 | 0.015
| 0.528 | 0.472 | 0.124 | 0.421 | 0.001 | 0.093 | 0.003 | 0.343 | 0.017
| 0.528 | 0.536 | 0.144 | 0.413 | 0.011 | 0.109 | 0.016 | 0.421 | 0.018
| 0.528 | 0.556 | 0.155 | 0.367 | 0.012 | 0.147 | 0.034 | 0.512 | 0.024
| 0.528 | 0.484 | 0.162 | 0.28 | 0.008 | 0.231 | 0.038 | 0.576 | 0.03
| 0.528 | 0.494 | 0.165 | 0.245 | 0.003 | 0.386 | 0.037 | 0.636 | 0.029
| 0.528 | 0.468 | 0.154 | 0.217 | 0.001 | 0.375 | 0.023 | 0.659 | 0.024
| 0.528 | 0.472 | 0.139 | 0.226 | 0 | 0.363 | 0.013 | 0.635 | 0.018
| 0.528 | 0.435 | 0.13 | 0.202 | 0 | 0.281 | 0.012 | 0.538 | 0.014
| 0.528 | 0.325 | 0.12 | 0.158 | 0 | 0.218 | 0.014 | 0.428 | 0.011
| 0.528 | 0.209 | 0.105 | 0.114 | 0.011 | 0.164 | 0.021 | 0.268 | 0.007
| 0.528 | 0.112 | 0.097 | 0.061 | 0.024 | 0.109 | 0.033 | 0.154 | 0.005
| 0.528 | 0.043 | 0.164 | 0.027 | 0.029 | 0.055 | 0.044 | 0.074 | 0.003
| 0.528 | 0.002 | 0.261 | 0.004 | 0.032 | 0.02 | 0.056 | 0.019 | 0.002
| 0.528 | 0 | 0.302 | 0 | 0.037 | 0.002 | 0.062 | 0 | 0.001
| 0.528 | 0 | 0.256 | 0 | 0.041 | 0 | 0.06 | 0 | 0
| 0.528 | 0 | 0.242 | 0 | 0.04 | 0 | 0.055 | 0 | 0
| 0.528 | 0 | 0.241 | 0 | 0.035 | 0 | 0.047 | 0 | 0
| 0.528 | 0 | 0.22 | 0 | 0.029 | 0 | 0.039 | 0 | 0
| 0.528 | 0 | 0.198 | 0 | 0.029 | 0 | 0.033 | 0 | 0
| 0.528 | 0 | 0.176 | 0 | 0.042 | 0 | 0.027 | 0 | 0
| 0.528 | 0.026 | 0.124 | 0.014 | 0.048 | 0.008 | 0.018 | 0.004 | 0
| 0.528 | 0.07 | 0.073 | 0.039 | 0.019 | 0.043 | 0.008 | 0.045 | 0
| 0.528 | 0.141 | 0.104 | 0.081 | 0.004 | 0.094 | 0.006 | 0.125 | 0
| 0.528 | 0.27 | 0.169 | 0.142 | 0.001 | 0.191 | 0.004 | 0.233 | 0
| 0.528 | 0.474 | 0.221 | 0.199 | 0 | 0.249 | 0.001 | 0.287 | 0.003
| 0.528 | 0.621 | 0.241 | 0.27 | 0 | 0.278 | 0.001 | 0.388 | 0.01
| 0.528 | 0.705 | 0.236 | 0.273 | 0 | 0.308 | 0.001 | 0.601 | 0.027
| 0.528 | 0.74 | 0.233 | 0.291 | 0.001 | 0.35 | 0.003 | 0.633 | 0.052
| 0.528 | 0.687 | 0.22 | 0.217 | 0.001 | 0.36 | 0.006 | 0.651 | 0.073
| 0.528 | 0.549 | 0.22 | 0.138 | 0.003 | 0.328 | 0.011 | 0.643 | 0.087
| 0.528 | 0.396 | 0.221 | 0.099 | 0.003 | 0.275 | 0.019 | 0.548 | 0.089
| 0.528 | 0.279 | 0.195 | 0.087 | 0.003 | 0.195 | 0.027 | 0.457 | 0.082
| 0.528 | 0.177 | 0.168 | 0.095 | 0.003 | 0.146 | 0.035 | 0.343 | 0.063
| 0.528 | 0.111 | 0.182 | 0.09 | 0.005 | 0.1 | 0.037 | 0.226 | 0.041
| 0.528 | 0.062 | 0.215 | 0.064 | 0.017 | 0.067 | 0.035 | 0.131 | 0.022
| 0.528 | 0.022 | 0.266 | 0.024 | 0.069 | 0.038 | 0.033 | 0.059 | 0.006
| 0.528 | 0 | 0.302 | 0.002 | 0.149 | 0.014 | 0.044 | 0.016 | 0.002
| 0.528 | 0 | 0.296 | 0 | 0.188 | 0.001 | 0.055 | 0 | 0.002
| 0.528 | 0 | 0.249 | 0 | 0.202 | 0 | 0.06 | 0 | 0.002
| 0.528 | 0 | 0.217 | 0 | 0.189 | 0 | 0.062 | 0 | 0.001
| 0.528 | 0 | 0.201 | 0 | 0.206 | 0 | 0.066 | 0 | 0.001
| 0.528 | 0 | 0.178 | 0 | 0.209 | 0 | 0.064 | 0 | 0.001
| 0.528 | 0 | 0.157 | 0 | 0.225 | 0 | 0.058 | 0 | 0
| 0.528 | 0 | 0.137 | 0 | 0.223 | 0 | 0.049 | 0 | 0
| 0.528 | 0.021 | 0.113 | 0.009 | 0.241 | 0.014 | 0.045 | 0.002 | 0
| 0.528 | 0.081 | 0.072 | 0.026 | 0.249 | 0.058 | 0.038 | 0.029 | 0
| 0.528 | 0.199 | 0.097 | 0.054 | 0.235 | 0.123 | 0.03 | 0.069 | 0.001
| 0.528 | 0.368 | 0.121 | 0.089 | 0.19 | 0.247 | 0.045 | 0.134 | 0.001
| 0.528 | 0.53 | 0.13 | 0.128 | 0.176 | 0.368 | 0.05 | 0.213 | 0.001
| 0.528 | 0.64 | 0.147 | 0.165 | 0.197 | 0.466 | 0.059 | 0.373 | 0.004
| 0.528 | 0.696 | 0.154 | 0.176 | 0.219 | 0.531 | 0.073 | 0.55 | 0.012
| 0.528 | 0.719 | 0.162 | 0.163 | 0.201 | 0.531 | 0.086 | 0.669 | 0.022
| 0.528 | 0.746 | 0.156 | 0.164 | 0.172 | 0.433 | 0.102 | 0.606 | 0.034
| 0.528 | 0.705 | 0.155 | 0.167 | 0.143 | 0.31 | 0.115 | 0.457 | 0.035
| 0.528 | 0.637 | 0.16 | 0.175 | 0.099 | 0.296 | 0.102 | 0.324 | 0.03
| 0.528 | 0.531 | 0.163 | 0.202 | 0.06 | 0.304 | 0.085 | 0.231 | 0.023
| 0.528 | 0.391 | 0.164 | 0.209 | 0.033 | 0.314 | 0.072 | 0.206 | 0.015
| 0.528 | 0.238 | 0.122 | 0.184 | 0.01 | 0.239 | 0.061 | 0.155 | 0.007
| 0.528 | 0.107 | 0.105 | 0.123 | 0.001 | 0.192 | 0.047 | 0.137 | 0.001
| 0.528 | 0.042 | 0.137 | 0.056 | 0 | 0.112 | 0.037 | 0.08 | 0
| 0.528 | 0.003 | 0.154 | 0.012 | 0 | 0.049 | 0.026 | 0.025 | 0
| 0.528 | 0 | 0.142 | 0 | 0.003 | 0.009 | 0.028 | 0 | 0
| 0.528 | 0 | 0.111 | 0 | 0.034 | 0 | 0.025 | 0 | 0
| 0.528 | 0 | 0.094 | 0 | 0.106 | 0 | 0.02 | 0 | 0
| 0.528 | 0 | 0.071 | 0 | 0.176 | 0 | 0.018 | 0 | 0.002
| 0.528 | 0 | 0.058 | 0 | 0.192 | 0 | 0.012 | 0 | 0.005
| 0.528 | 0 | 0.059 | 0 | 0.184 | 0 | 0.003 | 0 | 0.009
| 0.528 | 0 | 0.058 | 0.003 | 0.156 | 0 | 0 | 0 | 0.011
| 0.528 | 0.027 | 0.056 | 0.038 | 0.101 | 0.014 | 0 | 0.003 | 0.016
| 0.528 | 0.061 | 0.027 | 0.071 | 0.018 | 0.059 | 0 | 0.026 | 0.015
| 0.528 | 0.205 | 0.001 | 0.209 | 0.001 | 0.114 | 0 | 0.061 | 0.007
| 0.528 | 0.379 | 0.006 | 0.363 | 0.007 | 0.187 | 0 | 0.094 | 0.001
| 0.528 | 0.527 | 0.009 | 0.509 | 0.009 | 0.251 | 0.005 | 0.13 | 0.001
| 0.528 | 0.62 | 0.011 | 0.622 | 0.016 | 0.323 | 0.013 | 0.187 | 0.008
| 0.528 | 0.701 | 0.013 | 0.67 | 0.03 | 0.496 | 0.02 | 0.306 | 0.025
| 0.528 | 0.736 | 0.013 | 0.676 | 0.047 | 0.434 | 0.017 | 0.391 | 0.039
| 0.528 | 0.753 | 0.012 | 0.635 | 0.058 | 0.284 | 0.01 | 0.329 | 0.024
| 0.528 | 0.722 | 0.008 | 0.557 | 0.058 | 0.216 | 0.004 | 0.353 | 0.016
| 0.528 | 0.605 | 0.004 | 0.461 | 0.054 | 0.182 | 0.001 | 0.436 | 0.012
| 0.528 | 0.476 | 0.002 | 0.311 | 0.054 | 0.175 | 0 | 0.501 | 0.011
| 0.528 | 0.335 | 0.001 | 0.146 | 0.061 | 0.225 | 0 | 0.347 | 0.008
| 0.528 | 0.23 | 0.001 | 0.1 | 0.084 | 0.215 | 0 | 0.222 | 0.006
| 0.528 | 0.115 | 0.005 | 0.095 | 0.113 | 0.162 | 0 | 0.135 | 0.005
| 0.528 | 0.042 | 0.006 | 0.054 | 0.183 | 0.094 | 0.001 | 0.066 | 0.003
| 0.528 | 0.002 | 0.073 | 0.01 | 0.278 | 0.04 | 0.001 | 0.017 | 0.008
| 0.528 | 0 | 0.163 | 0 | 0.337 | 0.005 | 0.003 | 0 | 0.016
| 0.528 | 0 | 0.174 | 0 | 0.302 | 0 | 0.004 | 0 | 0.025
| 0.528 | 0 | 0.168 | 0 | 0.183 | 0 | 0.004 | 0 | 0.026
| 0.528 | 0 | 0.169 | 0 | 0.093 | 0 | 0.005 | 0 | 0.02
| 0.528 | 0 | 0.172 | 0 | 0.055 | 0 | 0.007 | 0 | 0.012
| 0.528 | 0 | 0.201 | 0 | 0.025 | 0 | 0.011 | 0 | 0.004
| 0.528 | 0 | 0.29 | 0.002 | 0.021 | 0 | 0.014 | 0 | 0.023
| 0.528 | 0.021 | 0.227 | 0.04 | 0.006 | 0.01 | 0.016 | 0.002 | 0.038
| 0.528 | 0.054 | 0.079 | 0.087 | 0.004 | 0.049 | 0.011 | 0.017 | 0.054
| 0.528 | 0.078 | 0.043 | 0.199 | 0.006 | 0.102 | 0.006 | 0.029 | 0.045
| 0.528 | 0.1 | 0.014 | 0.272 | 0.016 | 0.156 | 0.016 | 0.044 | 0.012
| 0.528 | 0.195 | 0.005 | 0.313 | 0.045 | 0.181 | 0.04 | 0.061 | 0
| 0.528 | 0.415 | 0.034 | 0.442 | 0.12 | 0.177 | 0.044 | 0.119 | 0
| 0.528 | 0.472 | 0.078 | 0.581 | 0.261 | 0.185 | 0.044 | 0.169 | 0.017
| 0.528 | 0.302 | 0.078 | 0.518 | 0.351 | 0.243 | 0.041 | 0.287 | 0.046
| 0.528 | 0.3 | 0.076 | 0.51 | 0.398 | 0.393 | 0.034 | 0.338 | 0.067
| 0.528 | 0.457 | 0.095 | 0.417 | 0.318 | 0.397 | 0.02 | 0.361 | 0.08
| 0.528 | 0.506 | 0.118 | 0.272 | 0.179 | 0.388 | 0.008 | 0.372 | 0.089
| 0.528 | 0.467 | 0.117 | 0.131 | 0.107 | 0.362 | 0.009 | 0.38 | 0.101
| 0.528 | 0.359 | 0.095 | 0.075 | 0.066 | 0.269 | 0.004 | 0.292 | 0.093
| 0.528 | 0.213 | 0.065 | 0.051 | 0.055 | 0.119 | 0 | 0.161 | 0.064
| 0.528 | 0.103 | 0.042 | 0.03 | 0.096 | 0.063 | 0 | 0.088 | 0.032
| 0.528 | 0.037 | 0.021 | 0.015 | 0.187 | 0.036 | 0.001 | 0.051 | 0.009
| 0.528 | 0.001 | 0.012 | 0.003 | 0.178 | 0.028 | 0.003 | 0.015 | 0.002
| 0.528 | 0 | 0.011 | 0 | 0.118 | 0.002 | 0.007 | 0 | 0
| 0.528 | 0 | 0.047 | 0 | 0.076 | 0 | 0.009 | 0 | 0
| 0.528 | 0 | 0.138 | 0 | 0.045 | 0 | 0.009 | 0 | 0
| 0.528 | 0 | 0.167 | 0 | 0.021 | 0 | 0.009 | 0 | 0
| 0.528 | 0 | 0.156 | 0 | 0.006 | 0 | 0.011 | 0 | 0.001
| 0.528 | 0 | 0.122 | 0 | 0.001 | 0 | 0.01 | 0 | 0.004
| 0.528 | 0 | 0.093 | 0 | 0.001 | 0 | 0.01 | 0 | 0.003
| 0.528 | 0.024 | 0.07 | 0.024 | 0 | 0.002 | 0.011 | 0.003 | 0.001
| 0.528 | 0.078 | 0.045 | 0.071 | 0 | 0.018 | 0.01 | 0.055 | 0.001
| 0.528 | 0.205 | 0.049 | 0.142 | 0 | 0.049 | 0.009 | 0.136 | 0.003
| 0.528 | 0.371 | 0.087 | 0.231 | 0 | 0.093 | 0.006 | 0.251 | 0.011
| 0.528 | 0.514 | 0.125 | 0.276 | 0 | 0.141 | 0.006 | 0.313 | 0.018
| 0.528 | 0.596 | 0.149 | 0.353 | 0 | 0.225 | 0.015 | 0.305 | 0.023
| 0.528 | 0.578 | 0.178 | 0.509 | 0 | 0.255 | 0.03 | 0.334 | 0.023
| 0.528 | 0.522 | 0.209 | 0.559 | 0 | 0.275 | 0.05 | 0.363 | 0.023
| 0.528 | 0.538 | 0.225 | 0.568 | 0 | 0.265 | 0.07 | 0.376 | 0.022
| 0.528 | 0.532 | 0.241 | 0.574 | 0.001 | 0.273 | 0.086 | 0.399 | 0.023
| 0.528 | 0.48 | 0.296 | 0.514 | 0.001 | 0.283 | 0.093 | 0.441 | 0.028
| 0.528 | 0.402 | 0.364 | 0.441 | 0.002 | 0.27 | 0.097 | 0.422 | 0.033
| 0.528 | 0.32 | 0.413 | 0.251 | 0.003 | 0.208 | 0.093 | 0.331 | 0.036
| 0.528 | 0.223 | 0.434 | 0.141 | 0.011 | 0.135 | 0.077 | 0.208 | 0.034
| 0.528 | 0.111 | 0.436 | 0.069 | 0.027 | 0.067 | 0.059 | 0.101 | 0.021
| 0.528 | 0.043 | 0.398 | 0.029 | 0.077 | 0.031 | 0.047 | 0.04 | 0.005
| 0.528 | 0.002 | 0.388 | 0.004 | 0.197 | 0.011 | 0.033 | 0.013 | 0.001
| 0.528 | 0 | 0.395 | 0 | 0.298 | 0 | 0.025 | 0 | 0.001
| 0.528 | 0 | 0.388 | 0 | 0.284 | 0 | 0.026 | 0 | 0
| 0.528 | 0 | 0.379 | 0 | 0.248 | 0 | 0.03 | 0 | 0
| 0.528 | 0 | 0.367 | 0 | 0.161 | 0 | 0.036 | 0 | 0.001
| 0.528 | 0 | 0.347 | 0 | 0.158 | 0 | 0.033 | 0 | 0.001
| 0.528 | 0 | 0.344 | 0 | 0.185 | 0 | 0.036 | 0 | 0.001
| 0.528 | 0 | 0.339 | 0 | 0.182 | 0 | 0.038 | 0 | 0.001
| 0.528 | 0.023 | 0.327 | 0.026 | 0.15 | 0 | 0.042 | 0.001 | 0.001
| 0.528 | 0.075 | 0.379 | 0.075 | 0.194 | 0.007 | 0.043 | 0.024 | 0.001
| 0.528 | 0.203 | 0.464 | 0.131 | 0.21 | 0.029 | 0.058 | 0.067 | 0.001
| 0.528 | 0.375 | 0.568 | 0.187 | 0.266 | 0.086 | 0.087 | 0.127 | 0.009
| 0.528 | 0.536 | 0.662 | 0.232 | 0.352 | 0.104 | 0.094 | 0.151 | 0.018
| 0.528 | 0.654 | 0.692 | 0.285 | 0.41 | 0.119 | 0.112 | 0.181 | 0.019
| 0.528 | 0.71 | 0.683 | 0.355 | 0.443 | 0.156 | 0.122 | 0.249 | 0.024
| 0.528 | 0.725 | 0.649 | 0.419 | 0.457 | 0.176 | 0.136 | 0.372 | 0.028
| 0.528 | 0.729 | 0.623 | 0.42 | 0.46 | 0.192 | 0.172 | 0.466 | 0.03
| 0.528 | 0.704 | 0.58 | 0.391 | 0.42 | 0.194 | 0.192 | 0.539 | 0.028
| 0.528 | 0.646 | 0.552 | 0.344 | 0.341 | 0.196 | 0.195 | 0.602 | 0.026
| 0.528 | 0.548 | 0.519 | 0.287 | 0.245 | 0.169 | 0.184 | 0.553 | 0.024
| 0.528 | 0.413 | 0.469 | 0.222 | 0.136 | 0.135 | 0.172 | 0.433 | 0.021
| 0.528 | 0.256 | 0.367 | 0.152 | 0.062 | 0.095 | 0.149 | 0.3 | 0.015
| 0.528 | 0.112 | 0.219 | 0.085 | 0.053 | 0.06 | 0.117 | 0.15 | 0.009
| 0.528 | 0.044 | 0.199 | 0.034 | 0.11 | 0.03 | 0.079 | 0.067 | 0.004
| 0.528 | 0.002 | 0.233 | 0.005 | 0.214 | 0.009 | 0.057 | 0.016 | 0.002
| 0.528 | 0 | 0.277 | 0 | 0.281 | 0 | 0.052 | 0 | 0.001
| 0.528 | 0 | 0.287 | 0 | 0.285 | 0 | 0.045 | 0 | 0
| 0.528 | 0 | 0.274 | 0 | 0.264 | 0 | 0.039 | 0 | 0
| 0.528 | 0 | 0.265 | 0 | 0.236 | 0 | 0.031 | 0 | 0
| 0.528 | 0 | 0.265 | 0 | 0.241 | 0 | 0.021 | 0 | 0
| 0.528 | 0 | 0.269 | 0 | 0.274 | 0 | 0.012 | 0 | 0
| 0.528 | 0 | 0.249 | 0 | 0.32 | 0 | 0.005 | 0 | 0.002
| 0.528 | 0.024 | 0.163 | 0.01 | 0.302 | 0.002 | 0.003 | 0.005 | 0.004
| 0.528 | 0.077 | 0.064 | 0.045 | 0.218 | 0.022 | 0.001 | 0.041 | 0.008
| 0.528 | 0.169 | 0.066 | 0.104 | 0.155 | 0.054 | 0 | 0.092 | 0.009
| 0.528 | 0.27 | 0.223 | 0.17 | 0.155 | 0.108 | 0 | 0.158 | 0.011
| 0.528 | 0.399 | 0.363 | 0.194 | 0.123 | 0.159 | 0 | 0.208 | 0.019
| 0.528 | 0.524 | 0.431 | 0.17 | 0.1 | 0.264 | 0 | 0.218 | 0.027
| 0.528 | 0.588 | 0.448 | 0.169 | 0.093 | 0.379 | 0 | 0.241 | 0.032
| 0.528 | 0.615 | 0.454 | 0.194 | 0.079 | 0.404 | 0 | 0.254 | 0.03
| 0.528 | 0.647 | 0.471 | 0.207 | 0.068 | 0.406 | 0 | 0.275 | 0.027
| 0.528 | 0.605 | 0.488 | 0.236 | 0.067 | 0.362 | 0.001 | 0.287 | 0.033
| 0.528 | 0.54 | 0.505 | 0.251 | 0.064 | 0.329 | 0.003 | 0.285 | 0.041
| 0.528 | 0.465 | 0.523 | 0.266 | 0.055 | 0.278 | 0.005 | 0.277 | 0.041
| 0.528 | 0.344 | 0.477 | 0.28 | 0.039 | 0.257 | 0.005 | 0.199 | 0.035
| 0.528 | 0.186 | 0.318 | 0.217 | 0.023 | 0.215 | 0.004 | 0.151 | 0.024
| 0.528 | 0.088 | 0.235 | 0.117 | 0.003 | 0.137 | 0.002 | 0.092 | 0.011
| 0.528 | 0.034 | 0.201 | 0.055 | 0.002 | 0.074 | 0 | 0.045 | 0.013
| 0.528 | 0.001 | 0.174 | 0.011 | 0.002 | 0.039 | 0 | 0.016 | 0.045
| 0.528 | 0 | 0.171 | 0 | 0.001 | 0.005 | 0 | 0 | 0.061
| 0.528 | 0 | 0.163 | 0 | 0.006 | 0 | 0 | 0 | 0.042
| 0.528 | 0 | 0.167 | 0 | 0.063 | 0 | 0 | 0 | 0.017
| 0.528 | 0 | 0.124 | 0 | 0.163 | 0 | 0 | 0 | 0.004
| 0.528 | 0 | 0.121 | 0 | 0.22 | 0 | 0 | 0 | 0.001
| 0.528 | 0 | 0.109 | 0 | 0.235 | 0 | 0.001 | 0 | 0
| 0.528 | 0 | 0.09 | 0.001 | 0.24 | 0 | 0.006 | 0 | 0
| 0.528 | 0.02 | 0.063 | 0.035 | 0.188 | 0.008 | 0.013 | 0.002 | 0
| 0.528 | 0.071 | 0.033 | 0.085 | 0.042 | 0.044 | 0.017 | 0.042 | 0
| 0.528 | 0.195 | 0.066 | 0.194 | 0.014 | 0.097 | 0.017 | 0.123 | 0
| 0.528 | 0.352 | 0.093 | 0.317 | 0.042 | 0.199 | 0.058 | 0.244 | 0.001
| 0.528 | 0.505 | 0.139 | 0.415 | 0.052 | 0.32 | 0.073 | 0.389 | 0.005
| 0.528 | 0.6 | 0.184 | 0.497 | 0.058 | 0.464 | 0.068 | 0.478 | 0.006
| 0.528 | 0.647 | 0.197 | 0.53 | 0.064 | 0.592 | 0.061 | 0.49 | 0.005
| 0.528 | 0.693 | 0.194 | 0.536 | 0.075 | 0.717 | 0.058 | 0.626 | 0.003
| 0.528 | 0.696 | 0.195 | 0.499 | 0.1 | 0.769 | 0.059 | 0.677 | 0.004
| 0.528 | 0.676 | 0.191 | 0.481 | 0.131 | 0.774 | 0.061 | 0.589 | 0.005
| 0.528 | 0.598 | 0.19 | 0.438 | 0.138 | 0.75 | 0.061 | 0.533 | 0.005
| 0.528 | 0.508 | 0.183 | 0.42 | 0.12 | 0.675 | 0.058 | 0.465 | 0.004
| 0.528 | 0.385 | 0.164 | 0.324 | 0.09 | 0.557 | 0.054 | 0.279 | 0.003
| 0.528 | 0.238 | 0.128 | 0.203 | 0.05 | 0.413 | 0.048 | 0.214 | 0.001
| 0.528 | 0.106 | 0.115 | 0.114 | 0.028 | 0.253 | 0.038 | 0.14 | 0
| 0.528 | 0.04 | 0.162 | 0.05 | 0.026 | 0.105 | 0.034 | 0.068 | 0
| 0.528 | 0.002 | 0.218 | 0.009 | 0.017 | 0.049 | 0.034 | 0.015 | 0
| 0.528 | 0 | 0.249 | 0 | 0.022 | 0.007 | 0.027 | 0 | 0
| 0.528 | 0 | 0.259 | 0 | 0.08 | 0 | 0.011 | 0 | 0
| 0.528 | 0 | 0.264 | 0 | 0.214 | 0 | 0.003 | 0 | 0
| 0.528 | 0 | 0.267 | 0 | 0.362 | 0 | 0.001 | 0 | 0
| 0.528 | 0 | 0.258 | 0 | 0.427 | 0 | 0.001 | 0 | 0
| 0.528 | 0 | 0.255 | 0 | 0.441 | 0 | 0.001 | 0 | 0
| 0.528 | 0 | 0.243 | 0.001 | 0.434 | 0 | 0.001 | 0 | 0
| 0.528 | 0.025 | 0.203 | 0.034 | 0.293 | 0.006 | 0.002 | 0.004 | 0
| 0.528 | 0.058 | 0.089 | 0.065 | 0.072 | 0.023 | 0.003 | 0.041 | 0
| 0.528 | 0.196 | 0.027 | 0.204 | 0.005 | 0.063 | 0.005 | 0.083 | 0.001
| 0.528 | 0.358 | 0.047 | 0.365 | 0.025 | 0.11 | 0.007 | 0.137 | 0.001
| 0.528 | 0.511 | 0.055 | 0.511 | 0.077 | 0.166 | 0.018 | 0.201 | 0.006
| 0.528 | 0.646 | 0.053 | 0.628 | 0.089 | 0.22 | 0.027 | 0.276 | 0.02
| 0.528 | 0.734 | 0.053 | 0.708 | 0.101 | 0.249 | 0.035 | 0.246 | 0.025
| 0.528 | 0.769 | 0.056 | 0.75 | 0.1 | 0.25 | 0.046 | 0.242 | 0.025
| 0.528 | 0.732 | 0.069 | 0.75 | 0.086 | 0.23 | 0.058 | 0.272 | 0.026
| 0.528 | 0.648 | 0.087 | 0.698 | 0.068 | 0.258 | 0.062 | 0.263 | 0.031
| 0.528 | 0.601 | 0.09 | 0.577 | 0.054 | 0.311 | 0.06 | 0.271 | 0.05
| 0.528 | 0.486 | 0.086 | 0.418 | 0.039 | 0.215 | 0.045 | 0.195 | 0.057
| 0.528 | 0.378 | 0.079 | 0.288 | 0.029 | 0.151 | 0.03 | 0.188 | 0.054
| 0.528 | 0.243 | 0.062 | 0.2 | 0.019 | 0.093 | 0.018 | 0.117 | 0.038
| 0.528 | 0.101 | 0.059 | 0.102 | 0.011 | 0.051 | 0.014 | 0.106 | 0.029
| 0.528 | 0.038 | 0.086 | 0.045 | 0.008 | 0.026 | 0.016 | 0.052 | 0.015
| 0.528 | 0.001 | 0.115 | 0.008 | 0.014 | 0.008 | 0.024 | 0.012 | 0.013
| 0.528 | 0 | 0.124 | 0 | 0.014 | 0 | 0.032 | 0 | 0.014
| 0.528 | 0 | 0.125 | 0 | 0.004 | 0 | 0.03 | 0 | 0.009
| 0.528 | 0 | 0.134 | 0 | 0 | 0 | 0.03 | 0 | 0.007
| 0.528 | 0 | 0.161 | 0 | 0 | 0 | 0.029 | 0 | 0.006
| 0.528 | 0 | 0.201 | 0 | 0.001 | 0 | 0.035 | 0 | 0.004
| 0.528 | 0 | 0.235 | 0 | 0.001 | 0 | 0.047 | 0 | 0.002
| 0.528 | 0 | 0.265 | 0 | 0 | 0 | 0.059 | 0 | 0.001
| 0.528 | 0.024 | 0.278 | 0.033 | 0 | 0.005 | 0.059 | 0 | 0.001
| 0.528 | 0.057 | 0.183 | 0.081 | 0.001 | 0.039 | 0.045 | 0.014 | 0
| 0.528 | 0.195 | 0.076 | 0.188 | 0 | 0.101 | 0.046 | 0.046 | 0.001
| 0.528 | 0.369 | 0.117 | 0.326 | 0 | 0.198 | 0.078 | 0.12 | 0.001
| 0.528 | 0.528 | 0.222 | 0.452 | 0.005 | 0.306 | 0.087 | 0.143 | 0.002
| 0.528 | 0.655 | 0.331 | 0.499 | 0.029 | 0.459 | 0.097 | 0.143 | 0.005
| 0.528 | 0.742 | 0.406 | 0.611 | 0.064 | 0.586 | 0.099 | 0.176 | 0.006
| 0.528 | 0.789 | 0.444 | 0.684 | 0.086 | 0.6 | 0.093 | 0.224 | 0.008
| 0.528 | 0.795 | 0.468 | 0.627 | 0.099 | 0.471 | 0.088 | 0.264 | 0.012
| 0.528 | 0.758 | 0.485 | 0.496 | 0.104 | 0.363 | 0.083 | 0.292 | 0.02
| 0.528 | 0.687 | 0.494 | 0.391 | 0.102 | 0.281 | 0.073 | 0.318 | 0.036
| 0.528 | 0.576 | 0.494 | 0.339 | 0.083 | 0.202 | 0.065 | 0.31 | 0.057
| 0.528 | 0.429 | 0.461 | 0.326 | 0.062 | 0.146 | 0.057 | 0.253 | 0.077
| 0.528 | 0.261 | 0.386 | 0.246 | 0.047 | 0.103 | 0.052 | 0.172 | 0.082
| 0.528 | 0.101 | 0.336 | 0.123 | 0.04 | 0.064 | 0.046 | 0.112 | 0.072
| 0.528 | 0.037 | 0.316 | 0.051 | 0.09 | 0.036 | 0.039 | 0.055 | 0.034
| 0.528 | 0.001 | 0.278 | 0.005 | 0.175 | 0.016 | 0.032 | 0.01 | 0.018
| 0.528 | 0 | 0.268 | 0 | 0.231 | 0.001 | 0.035 | 0 | 0.018
| 0.528 | 0 | 0.285 | 0 | 0.236 | 0 | 0.045 | 0 | 0.014
| 0.528 | 0 | 0.297 | 0 | 0.227 | 0 | 0.053 | 0 | 0.011
| 0.528 | 0 | 0.308 | 0 | 0.237 | 0 | 0.058 | 0 | 0.009
| 0.528 | 0 | 0.302 | 0 | 0.278 | 0 | 0.066 | 0 | 0.004
| 0.528 | 0 | 0.254 | 0 | 0.334 | 0 | 0.064 | 0 | 0.003
| 0.528 | 0 | 0.207 | 0 | 0.241 | 0 | 0.065 | 0 | 0.003
| 0.528 | 0.023 | 0.176 | 0.031 | 0.21 | 0.005 | 0.069 | 0 | 0.003
| 0.528 | 0.062 | 0.249 | 0.083 | 0.433 | 0.041 | 0.068 | 0.017 | 0.003
| 0.528 | 0.202 | 0.335 | 0.206 | 0.568 | 0.102 | 0.061 | 0.055 | 0.005
| 0.528 | 0.385 | 0.406 | 0.368 | 0.663 | 0.229 | 0.086 | 0.093 | 0.011
| 0.528 | 0.548 | 0.488 | 0.519 | 0.709 | 0.403 | 0.091 | 0.119 | 0.021
| 0.528 | 0.659 | 0.558 | 0.631 | 0.715 | 0.552 | 0.091 | 0.149 | 0.028
| 0.528 | 0.714 | 0.626 | 0.67 | 0.73 | 0.665 | 0.096 | 0.241 | 0.044
| 0.528 | 0.713 | 0.679 | 0.593 | 0.737 | 0.717 | 0.096 | 0.524 | 0.066
| 0.528 | 0.669 | 0.7 | 0.506 | 0.714 | 0.715 | 0.108 | 0.729 | 0.098
| 0.528 | 0.645 | 0.7 | 0.384 | 0.682 | 0.686 | 0.119 | 0.746 | 0.125
| 0.528 | 0.572 | 0.692 | 0.246 | 0.653 | 0.664 | 0.129 | 0.68 | 0.141
| 0.528 | 0.451 | 0.684 | 0.149 | 0.594 | 0.569 | 0.13 | 0.578 | 0.133
| 0.528 | 0.264 | 0.612 | 0.08 | 0.547 | 0.451 | 0.13 | 0.469 | 0.106
| 0.528 | 0.136 | 0.544 | 0.037 | 0.538 | 0.306 | 0.122 | 0.281 | 0.083
| 0.528 | 0.062 | 0.488 | 0.018 | 0.568 | 0.181 | 0.103 | 0.156 | 0.059
| 0.528 | 0.029 | 0.46 | 0.005 | 0.652 | 0.097 | 0.096 | 0.067 | 0.029
| 0.528 | 0.001 | 0.481 | 0 | 0.729 | 0.042 | 0.096 | 0.019 | 0.032
| 0.528 | 0 | 0.501 | 0 | 0.782 | 0.004 | 0.101 | 0 | 0.034
| 0.528 | 0 | 0.528 | 0 | 0.813 | 0 | 0.096 | 0 | 0.03
| 0.528 | 0 | 0.54 | 0 | 0.806 | 0 | 0.088 | 0 | 0.026
| 0.528 | 0 | 0.527 | 0 | 0.739 | 0 | 0.078 | 0 | 0.02
| 0.528 | 0 | 0.498 | 0 | 0.666 | 0 | 0.069 | 0 | 0.014
| 0.528 | 0 | 0.367 | 0 | 0.584 | 0 | 0.068 | 0 | 0.013
| 0.528 | 0 | 0.197 | 0 | 0.453 | 0 | 0.067 | 0 | 0.007
| 0.528 | 0.019 | 0.148 | 0.008 | 0.301 | 0.005 | 0.06 | 0.003 | 0.005
| 0.528 | 0.074 | 0.12 | 0.054 | 0.203 | 0.041 | 0.041 | 0.039 | 0.002
| 0.528 | 0.142 | 0.11 | 0.156 | 0.193 | 0.096 | 0.037 | 0.104 | 0.003
| 0.528 | 0.277 | 0.17 | 0.314 | 0.261 | 0.228 | 0.034 | 0.232 | 0.002
| 0.528 | 0.473 | 0.218 | 0.49 | 0.242 | 0.392 | 0.027 | 0.383 | 0.001
| 0.528 | 0.581 | 0.182 | 0.621 | 0.205 | 0.583 | 0.025 | 0.627 | 0
| 0.528 | 0.618 | 0.13 | 0.706 | 0.145 | 0.684 | 0.036 | 0.739 | 0
| 0.528 | 0.677 | 0.089 | 0.74 | 0.091 | 0.747 | 0.058 | 0.805 | 0
| 0.528 | 0.693 | 0.057 | 0.749 | 0.059 | 0.771 | 0.069 | 0.83 | 0
| 0.528 | 0.623 | 0.035 | 0.718 | 0.036 | 0.769 | 0.07 | 0.812 | 0
| 0.528 | 0.556 | 0.023 | 0.636 | 0.024 | 0.728 | 0.073 | 0.756 | 0
| 0.528 | 0.448 | 0.019 | 0.449 | 0.015 | 0.648 | 0.066 | 0.659 | 0.001
| 0.528 | 0.334 | 0.021 | 0.342 | 0.006 | 0.53 | 0.053 | 0.526 | 0.001
| 0.528 | 0.22 | 0.015 | 0.235 | 0.001 | 0.385 | 0.043 | 0.358 | 0.001
| 0.528 | 0.103 | 0.017 | 0.115 | 0.006 | 0.231 | 0.037 | 0.182 | 0.001
| 0.528 | 0.038 | 0.06 | 0.038 | 0.001 | 0.103 | 0.035 | 0.056 | 0.001
| 0.528 | 0.001 | 0.15 | 0.004 | 0 | 0.043 | 0.035 | 0.018 | 0
| 0.528 | 0 | 0.235 | 0 | 0 | 0.005 | 0.041 | 0 | 0
| 0.528 | 0 | 0.257 | 0 | 0 | 0 | 0.03 | 0 | 0
| 0.528 | 0 | 0.27 | 0 | 0.001 | 0 | 0.023 | 0 | 0
| 0.528 | 0 | 0.272 | 0 | 0.015 | 0 | 0.023 | 0 | 0
| 0.528 | 0 | 0.254 | 0 | 0.052 | 0 | 0.027 | 0 | 0
| 0.528 | 0 | 0.235 | 0 | 0.066 | 0 | 0.031 | 0 | 0
| 0.528 | 0 | 0.229 | 0 | 0.058 | 0 | 0.029 | 0 | 0
| 0.528 | 0.023 | 0.186 | 0.032 | 0.025 | 0.003 | 0.033 | 0.003 | 0.001
| 0.528 | 0.057 | 0.073 | 0.073 | 0.001 | 0.028 | 0.036 | 0.046 | 0.001
| 0.528 | 0.191 | 0.025 | 0.195 | 0 | 0.075 | 0.023 | 0.113 | 0.001
| 0.528 | 0.361 | 0.06 | 0.355 | 0 | 0.112 | 0.028 | 0.285 | 0
| 0.528 | 0.517 | 0.085 | 0.483 | 0.001 | 0.199 | 0.049 | 0.452 | 0.001
| 0.528 | 0.643 | 0.102 | 0.615 | 0 | 0.288 | 0.084 | 0.587 | 0.004
| 0.528 | 0.721 | 0.115 | 0.689 | 0 | 0.493 | 0.163 | 0.661 | 0.008
| 0.528 | 0.757 | 0.129 | 0.726 | 0 | 0.636 | 0.291 | 0.722 | 0.011
| 0.528 | 0.766 | 0.141 | 0.74 | 0 | 0.642 | 0.391 | 0.763 | 0.014
| 0.528 | 0.738 | 0.154 | 0.715 | 0 | 0.562 | 0.41 | 0.762 | 0.012
| 0.528 | 0.672 | 0.162 | 0.645 | 0 | 0.443 | 0.343 | 0.715 | 0.011
| 0.528 | 0.562 | 0.157 | 0.522 | 0 | 0.322 | 0.266 | 0.624 | 0.011
| 0.528 | 0.419 | 0.132 | 0.256 | 0 | 0.253 | 0.223 | 0.49 | 0.011
| 0.528 | 0.254 | 0.101 | 0.129 | 0 | 0.195 | 0.182 | 0.326 | 0.011
| 0.528 | 0.097 | 0.082 | 0.056 | 0 | 0.142 | 0.138 | 0.173 | 0.01
| 0.528 | 0.035 | 0.11 | 0.019 | 0.034 | 0.07 | 0.098 | 0.055 | 0.008
| 0.528 | 0 | 0.152 | 0.002 | 0.103 | 0.023 | 0.071 | 0.017 | 0.004
| 0.528 | 0 | 0.167 | 0 | 0.149 | 0.001 | 0.06 | 0 | 0.002
| 0.528 | 0 | 0.154 | 0 | 0.179 | 0 | 0.053 | 0 | 0.001
| 0.528 | 0 | 0.147 | 0 | 0.178 | 0 | 0.047 | 0 | 0
| 0.528 | 0 | 0.147 | 0 | 0.126 | 0 | 0.051 | 0 | 0
| 0.528 | 0 | 0.158 | 0 | 0.101 | 0 | 0.041 | 0 | 0
| 0.528 | 0 | 0.169 | 0 | 0.118 | 0 | 0.035 | 0 | 0
| 0.528 | 0 | 0.181 | 0 | 0.145 | 0 | 0.035 | 0 | 0
| 0.528 | 0.022 | 0.19 | 0.032 | 0.117 | 0.004 | 0.034 | 0.003 | 0
| 0.528 | 0.057 | 0.151 | 0.071 | 0.07 | 0.038 | 0.035 | 0.039 | 0
| 0.528 | 0.187 | 0.052 | 0.193 | 0.024 | 0.09 | 0.037 | 0.107 | 0
| 0.528 | 0.352 | 0.011 | 0.347 | 0.013 | 0.153 | 0.054 | 0.261 | 0
| 0.528 | 0.508 | 0.03 | 0.487 | 0.017 | 0.187 | 0.071 | 0.42 | 0
| 0.528 | 0.629 | 0.057 | 0.598 | 0.01 | 0.203 | 0.096 | 0.583 | 0.003
| 0.528 | 0.716 | 0.088 | 0.677 | 0.003 | 0.235 | 0.123 | 0.704 | 0.008
| 0.528 | 0.759 | 0.131 | 0.718 | 0 | 0.299 | 0.192 | 0.773 | 0.017
| 0.528 | 0.765 | 0.169 | 0.723 | 0 | 0.335 | 0.28 | 0.8 | 0.027
| 0.528 | 0.728 | 0.193 | 0.69 | 0 | 0.342 | 0.316 | 0.785 | 0.034
| 0.528 | 0.656 | 0.205 | 0.624 | 0 | 0.416 | 0.345 | 0.732 | 0.035
| 0.528 | 0.549 | 0.193 | 0.521 | 0 | 0.365 | 0.336 | 0.642 | 0.032
| 0.528 | 0.408 | 0.158 | 0.388 | 0 | 0.319 | 0.298 | 0.511 | 0.026
| 0.528 | 0.246 | 0.136 | 0.248 | 0.003 | 0.24 | 0.231 | 0.35 | 0.022
| 0.528 | 0.1 | 0.119 | 0.113 | 0.007 | 0.169 | 0.163 | 0.178 | 0.019
| 0.528 | 0.036 | 0.127 | 0.045 | 0.015 | 0.09 | 0.12 | 0.052 | 0.009
| 0.528 | 0 | 0.133 | 0.007 | 0.011 | 0.035 | 0.103 | 0.016 | 0.003
| 0.528 | 0 | 0.122 | 0 | 0.003 | 0.001 | 0.093 | 0 | 0.001
| 0.528 | 0 | 0.108 | 0 | 0.003 | 0 | 0.08 | 0 | 0
| 0.528 | 0 | 0.114 | 0 | 0.005 | 0 | 0.077 | 0 | 0
| 0.528 | 0 | 0.124 | 0 | 0.004 | 0 | 0.075 | 0 | 0
| 0.528 | 0 | 0.132 | 0 | 0.008 | 0 | 0.06 | 0 | 0
| 0.528 | 0 | 0.135 | 0 | 0.017 | 0 | 0.044 | 0 | 0
| 0.528 | 0 | 0.126 | 0 | 0.025 | 0 | 0.038 | 0 | 0
| 0.528 | 0.019 | 0.112 | 0.031 | 0.032 | 0.005 | 0.03 | 0.003 | 0
| 0.528 | 0.069 | 0.094 | 0.069 | 0.015 | 0.044 | 0.02 | 0.039 | 0
| 0.528 | 0.175 | 0.048 | 0.185 | 0 | 0.104 | 0.009 | 0.106 | 0
| 0.528 | 0.316 | 0.004 | 0.311 | 0 | 0.214 | 0.02 | 0.281 | 0
| 0.528 | 0.453 | 0.002 | 0.416 | 0 | 0.366 | 0.04 | 0.454 | 0
| 0.528 | 0.566 | 0.014 | 0.493 | 0 | 0.478 | 0.061 | 0.599 | 0
| 0.528 | 0.626 | 0.037 | 0.489 | 0 | 0.575 | 0.078 | 0.706 | 0.001
| 0.528 | 0.669 | 0.065 | 0.535 | 0 | 0.556 | 0.094 | 0.772 | 0.002
| 0.528 | 0.674 | 0.115 | 0.58 | 0.001 | 0.339 | 0.092 | 0.797 | 0.005
| 0.528 | 0.632 | 0.148 | 0.565 | 0.002 | 0.263 | 0.077 | 0.784 | 0.007
| 0.528 | 0.566 | 0.142 | 0.495 | 0.003 | 0.276 | 0.09 | 0.729 | 0.01
| 0.528 | 0.469 | 0.113 | 0.425 | 0.003 | 0.229 | 0.103 | 0.634 | 0.012
| 0.528 | 0.346 | 0.088 | 0.317 | 0.006 | 0.203 | 0.105 | 0.502 | 0.013
| 0.528 | 0.209 | 0.083 | 0.205 | 0.008 | 0.172 | 0.095 | 0.344 | 0.012
| 0.528 | 0.098 | 0.06 | 0.106 | 0.007 | 0.138 | 0.07 | 0.177 | 0.01
| 0.528 | 0.031 | 0.051 | 0.043 | 0.021 | 0.079 | 0.046 | 0.055 | 0.006
| 0.528 | 0 | 0.047 | 0.005 | 0.041 | 0.031 | 0.035 | 0.016 | 0.002
| 0.528 | 0 | 0.049 | 0 | 0.073 | 0.001 | 0.028 | 0 | 0.001
| 0.528 | 0 | 0.052 | 0 | 0.133 | 0 | 0.021 | 0 | 0.001
| 0.528 | 0 | 0.051 | 0 | 0.223 | 0 | 0.013 | 0 | 0
| 0.528 | 0 | 0.048 | 0 | 0.307 | 0 | 0.007 | 0 | 0
| 0.528 | 0 | 0.043 | 0 | 0.305 | 0 | 0.003 | 0 | 0.001
| 0.528 | 0 | 0.042 | 0 | 0.328 | 0 | 0.002 | 0 | 0.001
| 0.528 | 0 | 0.043 | 0 | 0.361 | 0 | 0.001 | 0 | 0.001
| 0.528 | 0.012 | 0.046 | 0.03 | 0.299 | 0.002 | 0.001 | 0.003 | 0.001
| 0.528 | 0.058 | 0.055 | 0.07 | 0.099 | 0.025 | 0.001 | 0.042 | 0.001
| 0.528 | 0.137 | 0.053 | 0.187 | 0.022 | 0.072 | 0 | 0.11 | 0
| 0.528 | 0.234 | 0.036 | 0.334 | 0.031 | 0.155 | 0 | 0.261 | 0
| 0.528 | 0.335 | 0.039 | 0.472 | 0.059 | 0.281 | 0.001 | 0.403 | 0
| 0.528 | 0.421 | 0.113 | 0.581 | 0.07 | 0.407 | 0.003 | 0.537 | 0
| 0.528 | 0.627 | 0.171 | 0.587 | 0.069 | 0.473 | 0.006 | 0.657 | 0.001
| 0.528 | 0.661 | 0.161 | 0.636 | 0.068 | 0.481 | 0.008 | 0.67 | 0.005
| 0.528 | 0.662 | 0.154 | 0.649 | 0.062 | 0.468 | 0.009 | 0.477 | 0.014
| 0.528 | 0.629 | 0.153 | 0.599 | 0.04 | 0.365 | 0.011 | 0.387 | 0.02
| 0.528 | 0.554 | 0.151 | 0.534 | 0.015 | 0.34 | 0.017 | 0.541 | 0.025
| 0.528 | 0.454 | 0.161 | 0.441 | 0.003 | 0.305 | 0.025 | 0.588 | 0.027
| 0.528 | 0.333 | 0.17 | 0.304 | 0 | 0.253 | 0.031 | 0.484 | 0.027
| 0.528 | 0.202 | 0.152 | 0.168 | 0 | 0.186 | 0.032 | 0.326 | 0.027
| 0.528 | 0.095 | 0.174 | 0.081 | 0 | 0.117 | 0.028 | 0.177 | 0.03
| 0.528 | 0.03 | 0.223 | 0.031 | 0.013 | 0.069 | 0.026 | 0.061 | 0.023
| 0.528 | 0 | 0.233 | 0.002 | 0.059 | 0.025 | 0.033 | 0.015 | 0.018
| 0.528 | 0 | 0.208 | 0 | 0.155 | 0.001 | 0.039 | 0 | 0.018
| 0.528 | 0 | 0.2 | 0 | 0.254 | 0 | 0.042 | 0 | 0.019
| 0.528 | 0 | 0.208 | 0 | 0.294 | 0 | 0.05 | 0 | 0.014
| 0.528 | 0 | 0.217 | 0 | 0.26 | 0 | 0.054 | 0 | 0.009
| 0.528 | 0 | 0.265 | 0 | 0.203 | 0 | 0.054 | 0 | 0.005
| 0.528 | 0 | 0.302 | 0 | 0.229 | 0 | 0.057 | 0 | 0.004
| 0.528 | 0 | 0.3 | 0 | 0.261 | 0 | 0.054 | 0 | 0.002
| 0.528 | 0.013 | 0.272 | 0.029 | 0.176 | 0.003 | 0.052 | 0 | 0.002
| 0.528 | 0.063 | 0.227 | 0.075 | 0.058 | 0.035 | 0.034 | 0.041 | 0.004
| 0.528 | 0.146 | 0.132 | 0.168 | 0.04 | 0.09 | 0.033 | 0.111 | 0.005
| 0.528 | 0.247 | 0.039 | 0.268 | 0.089 | 0.198 | 0.043 | 0.239 | 0.012
| 0.528 | 0.345 | 0.078 | 0.349 | 0.133 | 0.39 | 0.039 | 0.4 | 0.019
| 0.528 | 0.435 | 0.101 | 0.365 | 0.125 | 0.549 | 0.034 | 0.489 | 0.024
| 0.528 | 0.489 | 0.128 | 0.464 | 0.101 | 0.665 | 0.031 | 0.519 | 0.032
| 0.528 | 0.527 | 0.227 | 0.647 | 0.093 | 0.757 | 0.033 | 0.506 | 0.041
| 0.528 | 0.545 | 0.319 | 0.666 | 0.106 | 0.797 | 0.036 | 0.44 | 0.049
| 0.528 | 0.665 | 0.401 | 0.608 | 0.133 | 0.788 | 0.043 | 0.399 | 0.053
| 0.528 | 0.566 | 0.404 | 0.5 | 0.144 | 0.743 | 0.055 | 0.386 | 0.059
| 0.528 | 0.449 | 0.388 | 0.413 | 0.147 | 0.662 | 0.071 | 0.307 | 0.063
| 0.528 | 0.328 | 0.349 | 0.313 | 0.143 | 0.547 | 0.09 | 0.18 | 0.051
| 0.528 | 0.215 | 0.305 | 0.206 | 0.15 | 0.398 | 0.109 | 0.123 | 0.039
| 0.528 | 0.104 | 0.311 | 0.106 | 0.179 | 0.226 | 0.116 | 0.082 | 0.025
| 0.528 | 0.034 | 0.315 | 0.045 | 0.28 | 0.092 | 0.111 | 0.054 | 0.017
| 0.528 | 0 | 0.28 | 0.005 | 0.346 | 0.036 | 0.122 | 0.012 | 0.018
| 0.528 | 0 | 0.267 | 0 | 0.379 | 0.001 | 0.136 | 0 | 0.018
| 0.528 | 0 | 0.217 | 0 | 0.313 | 0 | 0.122 | 0 | 0.016
| 0.528 | 0 | 0.153 | 0 | 0.274 | 0 | 0.096 | 0 | 0.013
| 0.528 | 0 | 0.114 | 0 | 0.287 | 0 | 0.073 | 0 | 0.011
| 0.528 | 0 | 0.105 | 0 | 0.361 | 0 | 0.063 | 0 | 0.01
| 0.528 | 0 | 0.094 | 0 | 0.332 | 0 | 0.053 | 0 | 0.009
| 0.528 | 0 | 0.081 | 0 | 0.386 | 0 | 0.041 | 0 | 0.008
| 0.528 | 0.008 | 0.077 | 0.023 | 0.376 | 0.004 | 0.035 | 0 | 0.007
| 0.528 | 0.048 | 0.082 | 0.067 | 0.238 | 0.044 | 0.023 | 0.032 | 0.002
| 0.528 | 0.114 | 0.097 | 0.16 | 0.154 | 0.099 | 0.009 | 0.095 | 0.001
| 0.528 | 0.194 | 0.065 | 0.317 | 0.208 | 0.226 | 0.006 | 0.194 | 0.001
| 0.528 | 0.286 | 0.029 | 0.479 | 0.337 | 0.354 | 0.003 | 0.297 | 0.001
| 0.528 | 0.338 | 0.005 | 0.603 | 0.358 | 0.472 | 0.001 | 0.456 | 0.002
| 0.528 | 0.359 | 0 | 0.683 | 0.344 | 0.543 | 0 | 0.689 | 0.008
| 0.528 | 0.384 | 0 | 0.713 | 0.337 | 0.633 | 0.001 | 0.761 | 0.018
| 0.528 | 0.387 | 0.001 | 0.706 | 0.321 | 0.682 | 0.003 | 0.764 | 0.032
| 0.528 | 0.449 | 0.002 | 0.665 | 0.294 | 0.678 | 0.006 | 0.707 | 0.045
| 0.528 | 0.4 | 0.002 | 0.603 | 0.259 | 0.654 | 0.011 | 0.572 | 0.055
| 0.528 | 0.344 | 0.002 | 0.506 | 0.227 | 0.57 | 0.014 | 0.427 | 0.058
| 0.528 | 0.254 | 0.001 | 0.384 | 0.169 | 0.44 | 0.014 | 0.314 | 0.056
| 0.528 | 0.146 | 0.003 | 0.243 | 0.113 | 0.317 | 0.013 | 0.229 | 0.047
| 0.528 | 0.055 | 0.002 | 0.111 | 0.105 | 0.18 | 0.015 | 0.127 | 0.038
| 0.528 | 0.013 | 0.001 | 0.043 | 0.127 | 0.094 | 0.022 | 0.049 | 0.043
| 0.528 | 0 | 0.001 | 0.005 | 0.105 | 0.036 | 0.032 | 0.007 | 0.048
| 0.528 | 0 | 0.001 | 0 | 0.061 | 0.001 | 0.044 | 0 | 0.045
| 0.528 | 0 | 0.001 | 0 | 0.035 | 0 | 0.048 | 0 | 0.034
| 0.528 | 0 | 0.002 | 0 | 0.041 | 0 | 0.048 | 0 | 0.028
| 0.528 | 0 | 0.003 | 0 | 0.096 | 0 | 0.045 | 0 | 0.025
| 0.528 | 0 | 0.005 | 0 | 0.177 | 0 | 0.04 | 0 | 0.024
| 0.528 | 0 | 0.007 | 0 | 0.245 | 0 | 0.034 | 0 | 0.022
| 0.528 | 0 | 0.015 | 0 | 0.295 | 0 | 0.03 | 0 | 0.018
| 0.528 | 0.002 | 0.034 | 0.027 | 0.264 | 0.002 | 0.025 | 0.001 | 0.014
| 0.528 | 0.015 | 0.036 | 0.066 | 0.089 | 0.033 | 0.017 | 0.033 | 0.007
| 0.528 | 0.037 | 0.014 | 0.186 | 0.049 | 0.086 | 0.007 | 0.092 | 0.004
| 0.528 | 0.084 | 0.003 | 0.344 | 0.132 | 0.176 | 0.002 | 0.176 | 0.005
| 0.528 | 0.142 | 0.025 | 0.493 | 0.236 | 0.298 | 0.001 | 0.279 | 0.004
| 0.528 | 0.146 | 0.153 | 0.618 | 0.314 | 0.382 | 0 | 0.416 | 0.007
| 0.528 | 0.139 | 0.213 | 0.705 | 0.274 | 0.476 | 0.003 | 0.515 | 0.02
| 0.528 | 0.171 | 0.185 | 0.743 | 0.188 | 0.564 | 0.016 | 0.572 | 0.046
| 0.528 | 0.243 | 0.087 | 0.743 | 0.168 | 0.655 | 0.034 | 0.539 | 0.069
| 0.528 | 0.386 | 0.026 | 0.71 | 0.162 | 0.643 | 0.046 | 0.418 | 0.08
| 0.528 | 0.516 | 0.024 | 0.643 | 0.136 | 0.638 | 0.055 | 0.309 | 0.084
| 0.528 | 0.465 | 0.021 | 0.541 | 0.101 | 0.566 | 0.065 | 0.219 | 0.084
| 0.528 | 0.345 | 0.014 | 0.402 | 0.068 | 0.474 | 0.075 | 0.14 | 0.074
| 0.528 | 0.211 | 0.009 | 0.257 | 0.037 | 0.322 | 0.087 | 0.09 | 0.058
| 0.528 | 0.097 | 0.013 | 0.122 | 0.024 | 0.155 | 0.09 | 0.044 | 0.031
| 0.528 | 0.026 | 0.032 | 0.048 | 0.021 | 0.07 | 0.084 | 0.013 | 0.022
| 0.528 | 0 | 0.083 | 0.004 | 0.041 | 0.022 | 0.078 | 0 | 0.014
| 0.528 | 0 | 0.147 | 0 | 0.068 | 0 | 0.076 | 0 | 0.015
| 0.528 | 0 | 0.186 | 0 | 0.1 | 0 | 0.068 | 0 | 0.008
| 0.528 | 0 | 0.221 | 0 | 0.123 | 0 | 0.053 | 0 | 0.006
| 0.528 | 0 | 0.259 | 0 | 0.138 | 0 | 0.041 | 0 | 0.003
| 0.528 | 0 | 0.282 | 0 | 0.139 | 0 | 0.031 | 0 | 0.001
| 0.528 | 0 | 0.269 | 0 | 0.119 | 0 | 0.02 | 0 | 0.001
| 0.528 | 0 | 0.23 | 0 | 0.076 | 0 | 0.011 | 0 | 0.003
| 0.528 | 0.011 | 0.166 | 0.012 | 0.05 | 0 | 0.005 | 0 | 0.006
| 0.528 | 0.056 | 0.112 | 0.048 | 0.027 | 0.019 | 0.002 | 0.01 | 0.011
| 0.528 | 0.118 | 0.144 | 0.144 | 0.028 | 0.057 | 0 | 0.057 | 0.018
| 0.528 | 0.201 | 0.255 | 0.26 | 0.061 | 0.125 | 0 | 0.108 | 0.028
| 0.528 | 0.312 | 0.432 | 0.303 | 0.106 | 0.222 | 0 | 0.153 | 0.024
| 0.528 | 0.448 | 0.571 | 0.32 | 0.169 | 0.369 | 0 | 0.195 | 0.015
| 0.528 | 0.44 | 0.593 | 0.296 | 0.188 | 0.564 | 0 | 0.204 | 0.006
| 0.528 | 0.444 | 0.615 | 0.228 | 0.153 | 0.644 | 0.001 | 0.202 | 0.008
| 0.528 | 0.501 | 0.666 | 0.158 | 0.1 | 0.647 | 0.003 | 0.192 | 0.028
| 0.528 | 0.402 | 0.706 | 0.12 | 0.045 | 0.636 | 0.003 | 0.186 | 0.043
| 0.528 | 0.296 | 0.7 | 0.101 | 0.018 | 0.573 | 0.002 | 0.183 | 0.049
| 0.528 | 0.219 | 0.629 | 0.078 | 0.007 | 0.449 | 0.001 | 0.18 | 0.049
| 0.528 | 0.158 | 0.519 | 0.053 | 0.003 | 0.336 | 0.001 | 0.124 | 0.037
| 0.528 | 0.103 | 0.426 | 0.035 | 0.004 | 0.218 | 0.001 | 0.09 | 0.03
| 0.528 | 0.057 | 0.465 | 0.016 | 0.01 | 0.122 | 0.006 | 0.047 | 0.023
| 0.528 | 0.019 | 0.505 | 0.004 | 0.017 | 0.065 | 0.014 | 0.017 | 0.013
| 0.528 | 0 | 0.527 | 0 | 0.03 | 0.022 | 0.028 | 0.001 | 0.012
| 0.528 | 0 | 0.525 | 0 | 0.087 | 0 | 0.046 | 0 | 0.014
| 0.528 | 0 | 0.484 | 0 | 0.092 | 0 | 0.048 | 0 | 0.009
| 0.528 | 0 | 0.432 | 0 | 0.117 | 0 | 0.045 | 0 | 0.003
| 0.528 | 0 | 0.366 | 0 | 0.155 | 0 | 0.037 | 0 | 0
| 0.528 | 0 | 0.284 | 0 | 0.15 | 0 | 0.035 | 0 | 0
| 0.528 | 0 | 0.251 | 0 | 0.149 | 0 | 0.036 | 0 | 0
| 0.528 | 0 | 0.213 | 0 | 0.12 | 0 | 0.036 | 0 | 0
| 0.528 | 0.014 | 0.156 | 0.011 | 0.1 | 0.002 | 0.034 | 0 | 0
| 0.528 | 0.065 | 0.138 | 0.051 | 0.069 | 0.042 | 0.024 | 0.01 | 0
| 0.528 | 0.177 | 0.179 | 0.119 | 0.061 | 0.099 | 0.012 | 0.037 | 0
| 0.528 | 0.354 | 0.153 | 0.238 | 0.089 | 0.209 | 0.015 | 0.09 | 0
| 0.528 | 0.505 | 0.124 | 0.365 | 0.101 | 0.336 | 0.009 | 0.176 | 0
| 0.528 | 0.606 | 0.105 | 0.525 | 0.09 | 0.424 | 0.002 | 0.274 | 0
| 0.528 | 0.633 | 0.1 | 0.597 | 0.063 | 0.469 | 0 | 0.386 | 0
| 0.528 | 0.63 | 0.103 | 0.486 | 0.039 | 0.453 | 0 | 0.422 | 0.006
| 0.528 | 0.587 | 0.104 | 0.453 | 0.038 | 0.45 | 0.003 | 0.412 | 0.021
| 0.528 | 0.511 | 0.103 | 0.454 | 0.035 | 0.422 | 0.016 | 0.394 | 0.039
| 0.528 | 0.399 | 0.1 | 0.442 | 0.03 | 0.367 | 0.043 | 0.375 | 0.053
| 0.528 | 0.252 | 0.084 | 0.416 | 0.025 | 0.347 | 0.084 | 0.351 | 0.059
| 0.528 | 0.138 | 0.053 | 0.313 | 0.015 | 0.286 | 0.127 | 0.294 | 0.059
| 0.528 | 0.077 | 0.023 | 0.185 | 0.006 | 0.202 | 0.162 | 0.204 | 0.049
| 0.528 | 0.031 | 0.023 | 0.102 | 0.006 | 0.133 | 0.189 | 0.127 | 0.034
| 0.528 | 0.005 | 0.025 | 0.035 | 0.006 | 0.069 | 0.198 | 0.055 | 0.014
| 0.528 | 0 | 0.042 | 0.002 | 0.005 | 0.029 | 0.183 | 0.007 | 0.013
| 0.528 | 0 | 0.07 | 0 | 0.013 | 0 | 0.186 | 0 | 0.013
| 0.528 | 0 | 0.076 | 0 | 0.05 | 0 | 0.207 | 0 | 0.012
| 0.528 | 0 | 0.074 | 0 | 0.136 | 0 | 0.249 | 0 | 0.01
| 0.528 | 0 | 0.077 | 0 | 0.251 | 0 | 0.241 | 0 | 0.008
| 0.528 | 0 | 0.079 | 0 | 0.258 | 0 | 0.227 | 0 | 0.007
| 0.528 | 0 | 0.078 | 0 | 0.231 | 0 | 0.241 | 0 | 0.005
| 0.528 | 0 | 0.076 | 0 | 0.225 | 0 | 0.229 | 0 | 0.003
| 0.528 | 0.005 | 0.067 | 0.024 | 0.186 | 0 | 0.22 | 0 | 0.003
| 0.528 | 0.039 | 0.037 | 0.068 | 0.042 | 0.025 | 0.199 | 0.024 | 0.003
| 0.528 | 0.099 | 0.021 | 0.182 | 0.004 | 0.087 | 0.166 | 0.069 | 0.003
| 0.528 | 0.168 | 0.011 | 0.337 | 0.037 | 0.2 | 0.156 | 0.143 | 0.005
| 0.528 | 0.259 | 0.004 | 0.487 | 0.037 | 0.298 | 0.162 | 0.18 | 0.004
| 0.528 | 0.345 | 0.004 | 0.611 | 0.021 | 0.375 | 0.18 | 0.238 | 0.005
| 0.528 | 0.393 | 0.012 | 0.698 | 0.011 | 0.426 | 0.191 | 0.313 | 0.01
| 0.528 | 0.496 | 0.029 | 0.731 | 0.007 | 0.478 | 0.202 | 0.353 | 0.021
| 0.528 | 0.528 | 0.042 | 0.72 | 0.004 | 0.519 | 0.192 | 0.489 | 0.034
| 0.528 | 0.499 | 0.054 | 0.673 | 0.002 | 0.533 | 0.172 | 0.564 | 0.045
| 0.528 | 0.454 | 0.073 | 0.559 | 0.001 | 0.509 | 0.147 | 0.59 | 0.06
| 0.528 | 0.365 | 0.092 | 0.427 | 0 | 0.421 | 0.122 | 0.487 | 0.077
| 0.528 | 0.285 | 0.1 | 0.308 | 0 | 0.317 | 0.094 | 0.362 | 0.089
| 0.528 | 0.191 | 0.093 | 0.18 | 0 | 0.209 | 0.063 | 0.153 | 0.073
| 0.528 | 0.094 | 0.067 | 0.071 | 0 | 0.123 | 0.031 | 0.069 | 0.044
| 0.528 | 0.03 | 0.109 | 0.023 | 0.002 | 0.055 | 0.011 | 0.026 | 0.021
| 0.528 | 0 | 0.196 | 0 | 0.026 | 0.016 | 0.005 | 0.001 | 0.014
| 0.528 | 0 | 0.237 | 0 | 0.089 | 0 | 0.003 | 0 | 0.011
| 0.528 | 0 | 0.232 | 0 | 0.174 | 0 | 0.001 | 0 | 0.005
| 0.528 | 0 | 0.225 | 0 | 0.244 | 0 | 0 | 0 | 0.002
| 0.528 | 0 | 0.192 | 0 | 0.244 | 0 | 0 | 0 | 0.001
| 0.528 | 0 | 0.181 | 0 | 0.207 | 0 | 0 | 0 | 0
| 0.528 | 0 | 0.175 | 0 | 0.17 | 0 | 0 | 0 | 0
| 0.528 | 0 | 0.164 | 0 | 0.153 | 0 | 0.001 | 0 | 0
| 0.528 | 0.016 | 0.139 | 0.011 | 0.092 | 0.001 | 0.006 | 0 | 0
| 0.528 | 0.06 | 0.047 | 0.05 | 0.022 | 0.036 | 0.014 | 0.009 | 0
| 0.528 | 0.185 | 0.031 | 0.108 | 0.004 | 0.089 | 0.014 | 0.037 | 0
| 0.528 | 0.357 | 0.087 | 0.17 | 0.003 | 0.169 | 0.014 | 0.084 | 0.002
| 0.528 | 0.508 | 0.126 | 0.243 | 0.001 | 0.282 | 0.017 | 0.159 | 0.006
| 0.528 | 0.597 | 0.146 | 0.312 | 0 | 0.373 | 0.016 | 0.247 | 0.01
| 0.528 | 0.606 | 0.148 | 0.419 | 0 | 0.451 | 0.014 | 0.387 | 0.017
| 0.528 | 0.54 | 0.146 | 0.501 | 0 | 0.504 | 0.014 | 0.504 | 0.026
| 0.528 | 0.592 | 0.141 | 0.496 | 0 | 0.551 | 0.015 | 0.595 | 0.032
| 0.528 | 0.598 | 0.144 | 0.489 | 0 | 0.569 | 0.018 | 0.588 | 0.028
| 0.528 | 0.519 | 0.13 | 0.514 | 0 | 0.5 | 0.025 | 0.451 | 0.016
| 0.528 | 0.338 | 0.115 | 0.409 | 0.001 | 0.37 | 0.032 | 0.416 | 0.008
| 0.528 | 0.174 | 0.089 | 0.323 | 0.004 | 0.317 | 0.039 | 0.356 | 0.004
| 0.528 | 0.08 | 0.06 | 0.182 | 0.016 | 0.235 | 0.04 | 0.204 | 0.001
| 0.528 | 0.035 | 0.06 | 0.086 | 0.022 | 0.161 | 0.035 | 0.095 | 0
| 0.528 | 0.01 | 0.056 | 0.027 | 0.025 | 0.084 | 0.032 | 0.038 | 0
| 0.528 | 0 | 0.028 | 0 | 0.04 | 0.03 | 0.028 | 0.004 | 0
| 0.528 | 0 | 0.007 | 0 | 0.047 | 0 | 0.022 | 0 | 0
| 0.528 | 0 | 0 | 0 | 0.047 | 0 | 0.024 | 0 | 0
| 0.528 | 0 | 0 | 0 | 0.035 | 0 | 0.029 | 0 | 0
| 0.528 | 0 | 0.008 | 0 | 0.02 | 0 | 0.03 | 0 | 0
| 0.528 | 0 | 0.046 | 0 | 0.012 | 0 | 0.026 | 0 | 0.001
| 0.528 | 0 | 0.103 | 0 | 0.037 | 0 | 0.032 | 0 | 0.001
| 0.528 | 0 | 0.125 | 0 | 0.069 | 0 | 0.041 | 0 | 0.001
| 0.528 | 0.008 | 0.137 | 0.023 | 0.051 | 0.002 | 0.039 | 0 | 0.002
| 0.528 | 0.053 | 0.048 | 0.066 | 0.003 | 0.039 | 0.028 | 0.022 | 0.002
| 0.528 | 0.157 | 0.014 | 0.178 | 0 | 0.093 | 0.012 | 0.063 | 0.001
| 0.528 | 0.328 | 0.027 | 0.332 | 0 | 0.231 | 0.012 | 0.128 | 0.001
| 0.528 | 0.491 | 0.027 | 0.462 | 0 | 0.39 | 0.013 | 0.217 | 0.003
| 0.528 | 0.604 | 0.034 | 0.513 | 0 | 0.506 | 0.006 | 0.299 | 0.004
| 0.528 | 0.677 | 0.045 | 0.54 | 0.001 | 0.539 | 0.003 | 0.425 | 0.004
| 0.528 | 0.699 | 0.05 | 0.58 | 0.006 | 0.473 | 0.001 | 0.525 | 0.002
| 0.528 | 0.685 | 0.048 | 0.583 | 0.015 | 0.439 | 0.001 | 0.624 | 0.002
| 0.528 | 0.629 | 0.045 | 0.509 | 0.029 | 0.394 | 0.002 | 0.569 | 0.002
| 0.528 | 0.548 | 0.046 | 0.513 | 0.05 | 0.331 | 0.003 | 0.455 | 0.003
| 0.528 | 0.445 | 0.05 | 0.437 | 0.058 | 0.271 | 0.004 | 0.322 | 0.007
| 0.528 | 0.319 | 0.045 | 0.331 | 0.055 | 0.187 | 0.009 | 0.274 | 0.009
| 0.528 | 0.198 | 0.036 | 0.202 | 0.054 | 0.166 | 0.018 | 0.177 | 0.009
| 0.528 | 0.094 | 0.039 | 0.096 | 0.038 | 0.112 | 0.025 | 0.109 | 0.009
| 0.528 | 0.028 | 0.037 | 0.033 | 0.008 | 0.052 | 0.035 | 0.052 | 0.009
| 0.528 | 0 | 0.022 | 0.001 | 0.005 | 0.015 | 0.058 | 0.005 | 0.009
| 0.528 | 0 | 0.017 | 0 | 0.006 | 0 | 0.073 | 0 | 0.007
| 0.528 | 0 | 0.017 | 0 | 0.013 | 0 | 0.089 | 0 | 0.005
| 0.528 | 0 | 0.02 | 0 | 0.03 | 0 | 0.103 | 0 | 0.002
| 0.528 | 0 | 0.022 | 0 | 0.08 | 0 | 0.109 | 0 | 0
| 0.528 | 0 | 0.016 | 0 | 0.175 | 0 | 0.136 | 0 | 0
| 0.528 | 0 | 0.007 | 0 | 0.264 | 0 | 0.135 | 0 | 0
| 0.528 | 0 | 0.003 | 0 | 0.311 | 0 | 0.122 | 0 | 0
| 0.528 | 0.011 | 0.001 | 0.021 | 0.174 | 0 | 0.135 | 0 | 0
| 0.528 | 0.065 | 0.002 | 0.062 | 0.037 | 0.028 | 0.133 | 0.022 | 0
| 0.528 | 0.153 | 0 | 0.182 | 0.008 | 0.082 | 0.139 | 0.076 | 0
| 0.528 | 0.238 | 0.002 | 0.348 | 0.018 | 0.201 | 0.163 | 0.169 | 0
| 0.528 | 0.327 | 0.008 | 0.499 | 0.017 | 0.401 | 0.155 | 0.326 | 0
| 0.528 | 0.43 | 0.02 | 0.619 | 0.008 | 0.562 | 0.175 | 0.51 | 0
| 0.528 | 0.531 | 0.027 | 0.703 | 0.009 | 0.684 | 0.197 | 0.646 | 0.001
| 0.528 | 0.578 | 0.022 | 0.746 | 0.008 | 0.765 | 0.22 | 0.756 | 0.002
| 0.528 | 0.563 | 0.016 | 0.749 | 0.006 | 0.802 | 0.24 | 0.799 | 0.003
| 0.528 | 0.43 | 0.009 | 0.711 | 0.002 | 0.798 | 0.26 | 0.791 | 0.004
| 0.528 | 0.33 | 0.002 | 0.634 | 0.001 | 0.755 | 0.279 | 0.729 | 0.007
| 0.528 | 0.297 | 0 | 0.521 | 0.001 | 0.67 | 0.291 | 0.635 | 0.009
| 0.528 | 0.157 | 0 | 0.373 | 0.002 | 0.55 | 0.285 | 0.487 | 0.009
| 0.528 | 0.067 | 0 | 0.225 | 0.011 | 0.395 | 0.26 | 0.33 | 0.011
| 0.528 | 0.021 | 0.001 | 0.104 | 0.01 | 0.223 | 0.213 | 0.172 | 0.011
| 0.528 | 0.003 | 0.007 | 0.035 | 0.005 | 0.078 | 0.142 | 0.056 | 0.008
| 0.528 | 0 | 0.026 | 0 | 0.038 | 0.029 | 0.095 | 0.008 | 0.003
| 0.528 | 0 | 0.06 | 0 | 0.111 | 0 | 0.084 | 0 | 0.002
| 0.528 | 0 | 0.089 | 0 | 0.193 | 0 | 0.076 | 0 | 0.002
| 0.528 | 0 | 0.121 | 0 | 0.267 | 0 | 0.063 | 0 | 0.001
| 0.528 | 0 | 0.164 | 0 | 0.278 | 0 | 0.049 | 0 | 0.001
| 0.528 | 0 | 0.163 | 0 | 0.274 | 0 | 0.04 | 0 | 0.001
| 0.528 | 0 | 0.158 | 0 | 0.257 | 0 | 0.036 | 0 | 0.001
| 0.528 | 0 | 0.158 | 0 | 0.256 | 0 | 0.036 | 0 | 0.001
| 0.528 | 0 | 0.156 | 0.018 | 0.206 | 0.001 | 0.034 | 0 | 0.001
| 0.528 | 0.012 | 0.173 | 0.066 | 0.049 | 0.035 | 0.033 | 0.025 | 0.001
| 0.528 | 0.035 | 0.184 | 0.138 | 0.015 | 0.081 | 0.022 | 0.077 | 0.001
| 0.528 | 0.066 | 0.233 | 0.207 | 0.068 | 0.23 | 0.025 | 0.142 | 0.001
| 0.528 | 0.101 | 0.249 | 0.271 | 0.082 | 0.402 | 0.026 | 0.201 | 0.003
| 0.528 | 0.129 | 0.261 | 0.315 | 0.065 | 0.541 | 0.024 | 0.312 | 0.013
| 0.528 | 0.142 | 0.272 | 0.384 | 0.06 | 0.564 | 0.023 | 0.363 | 0.035
| 0.528 | 0.141 | 0.234 | 0.496 | 0.053 | 0.681 | 0.025 | 0.432 | 0.061
| 0.528 | 0.138 | 0.201 | 0.58 | 0.046 | 0.668 | 0.03 | 0.496 | 0.083
| 0.528 | 0.127 | 0.152 | 0.599 | 0.04 | 0.621 | 0.035 | 0.538 | 0.096
| 0.528 | 0.116 | 0.147 | 0.599 | 0.042 | 0.552 | 0.044 | 0.511 | 0.101
| 0.528 | 0.097 | 0.155 | 0.525 | 0.057 | 0.49 | 0.048 | 0.44 | 0.105
| 0.528 | 0.072 | 0.178 | 0.391 | 0.072 | 0.404 | 0.046 | 0.343 | 0.1
| 0.528 | 0.042 | 0.227 | 0.237 | 0.058 | 0.307 | 0.041 | 0.237 | 0.079
| 0.528 | 0.02 | 0.244 | 0.107 | 0.07 | 0.187 | 0.032 | 0.107 | 0.048
| 0.528 | 0.003 | 0.223 | 0.038 | 0.154 | 0.08 | 0.019 | 0.035 | 0.016
| 0.528 | 0 | 0.221 | 0 | 0.195 | 0.022 | 0.018 | 0.003 | 0.006
| 0.528 | 0 | 0.236 | 0 | 0.21 | 0 | 0.021 | 0 | 0.003
| 0.528 | 0 | 0.223 | 0 | 0.259 | 0 | 0.023 | 0 | 0.002
| 0.528 | 0 | 0.201 | 0 | 0.291 | 0 | 0.027 | 0 | 0.001
| 0.528 | 0 | 0.193 | 0 | 0.264 | 0 | 0.036 | 0 | 0.001
| 0.528 | 0 | 0.154 | 0 | 0.266 | 0 | 0.047 | 0 | 0.001
| 0.528 | 0 | 0.139 | 0 | 0.245 | 0 | 0.06 | 0 | 0.001
| 0.528 | 0 | 0.133 | 0 | 0.192 | 0 | 0.066 | 0 | 0.003
| 0.528 | 0.003 | 0.124 | 0.005 | 0.144 | 0 | 0.063 | 0 | 0.004
| 0.528 | 0.027 | 0.104 | 0.029 | 0.105 | 0.027 | 0.049 | 0.016 | 0.004
| 0.528 | 0.065 | 0.094 | 0.077 | 0.048 | 0.094 | 0.043 | 0.054 | 0.004
| 0.528 | 0.137 | 0.111 | 0.167 | 0.015 | 0.224 | 0.054 | 0.126 | 0.014
| 0.528 | 0.22 | 0.115 | 0.353 | 0.123 | 0.297 | 0.056 | 0.153 | 0.022
| 0.528 | 0.272 | 0.121 | 0.554 | 0.145 | 0.287 | 0.062 | 0.268 | 0.034
| 0.528 | 0.287 | 0.138 | 0.626 | 0.11 | 0.246 | 0.067 | 0.482 | 0.06
| 0.528 | 0.325 | 0.159 | 0.649 | 0.084 | 0.239 | 0.076 | 0.579 | 0.084
| 0.528 | 0.365 | 0.169 | 0.608 | 0.062 | 0.258 | 0.086 | 0.513 | 0.091
| 0.528 | 0.328 | 0.154 | 0.56 | 0.042 | 0.31 | 0.101 | 0.448 | 0.089
| 0.528 | 0.274 | 0.131 | 0.482 | 0.031 | 0.373 | 0.119 | 0.413 | 0.084
| 0.528 | 0.221 | 0.094 | 0.353 | 0.025 | 0.424 | 0.132 | 0.404 | 0.078
| 0.528 | 0.163 | 0.073 | 0.258 | 0.019 | 0.375 | 0.133 | 0.359 | 0.069
| 0.528 | 0.109 | 0.086 | 0.157 | 0.017 | 0.269 | 0.123 | 0.25 | 0.05
| 0.528 | 0.054 | 0.134 | 0.066 | 0.015 | 0.158 | 0.099 | 0.131 | 0.027
| 0.528 | 0.014 | 0.212 | 0.02 | 0.029 | 0.069 | 0.078 | 0.047 | 0.004
| 0.528 | 0 | 0.302 | 0 | 0.064 | 0.019 | 0.08 | 0.004 | 0.003
| 0.528 | 0 | 0.343 | 0 | 0.117 | 0 | 0.085 | 0 | 0.003
| 0.528 | 0 | 0.358 | 0 | 0.2 | 0 | 0.084 | 0 | 0.003
| 0.528 | 0 | 0.344 | 0 | 0.297 | 0 | 0.082 | 0 | 0.004
| 0.528 | 0 | 0.32 | 0 | 0.304 | 0 | 0.078 | 0 | 0.006
| 0.528 | 0 | 0.296 | 0 | 0.23 | 0 | 0.073 | 0 | 0.009
| 0.528 | 0 | 0.28 | 0 | 0.224 | 0 | 0.072 | 0 | 0.011
| 0.528 | 0 | 0.269 | 0 | 0.22 | 0 | 0.068 | 0 | 0.018
| 0.528 | 0.008 | 0.243 | 0.005 | 0.17 | 0 | 0.065 | 0 | 0.018
| 0.528 | 0.052 | 0.122 | 0.031 | 0.107 | 0.014 | 0.06 | 0.007 | 0.018
| 0.528 | 0.182 | 0.046 | 0.081 | 0.06 | 0.051 | 0.045 | 0.037 | 0.012
| 0.528 | 0.364 | 0.16 | 0.152 | 0.045 | 0.111 | 0.053 | 0.085 | 0.027
| 0.528 | 0.525 | 0.192 | 0.225 | 0.042 | 0.169 | 0.068 | 0.125 | 0.058
| 0.528 | 0.65 | 0.211 | 0.312 | 0.042 | 0.216 | 0.086 | 0.173 | 0.08
| 0.528 | 0.732 | 0.227 | 0.361 | 0.029 | 0.268 | 0.104 | 0.209 | 0.089
| 0.528 | 0.768 | 0.241 | 0.387 | 0.011 | 0.334 | 0.121 | 0.234 | 0.09
| 0.528 | 0.755 | 0.245 | 0.413 | 0.002 | 0.336 | 0.131 | 0.261 | 0.084
| 0.528 | 0.711 | 0.252 | 0.443 | 0 | 0.284 | 0.132 | 0.302 | 0.085
| 0.528 | 0.602 | 0.283 | 0.483 | 0 | 0.233 | 0.127 | 0.333 | 0.086
| 0.528 | 0.454 | 0.305 | 0.452 | 0 | 0.189 | 0.114 | 0.305 | 0.071
| 0.528 | 0.314 | 0.277 | 0.331 | 0 | 0.152 | 0.089 | 0.212 | 0.059
| 0.528 | 0.177 | 0.19 | 0.208 | 0.002 | 0.111 | 0.054 | 0.112 | 0.035
| 0.528 | 0.07 | 0.145 | 0.093 | 0.008 | 0.064 | 0.034 | 0.055 | 0.015
| 0.528 | 0.017 | 0.151 | 0.031 | 0.009 | 0.027 | 0.025 | 0.017 | 0.008
| 0.528 | 0 | 0.199 | 0 | 0.013 | 0.005 | 0.023 | 0 | 0.014
| 0.528 | 0 | 0.199 | 0 | 0.016 | 0 | 0.024 | 0 | 0.015
| 0.528 | 0 | 0.184 | 0 | 0.016 | 0 | 0.028 | 0 | 0.018
| 0.528 | 0 | 0.169 | 0 | 0.02 | 0 | 0.032 | 0 | 0.019
| 0.528 | 0 | 0.161 | 0 | 0.042 | 0 | 0.037 | 0 | 0.018
| 0.528 | 0 | 0.169 | 0 | 0.088 | 0 | 0.048 | 0 | 0.016
| 0.528 | 0 | 0.183 | 0 | 0.151 | 0 | 0.055 | 0 | 0.012
| 0.528 | 0 | 0.194 | 0 | 0.215 | 0 | 0.058 | 0 | 0.011
| 0.528 | 0.007 | 0.186 | 0.017 | 0.176 | 0 | 0.076 | 0 | 0.009
| 0.528 | 0.055 | 0.08 | 0.058 | 0.039 | 0.011 | 0.078 | 0.012 | 0.008
| 0.528 | 0.172 | 0.031 | 0.171 | 0.005 | 0.055 | 0.063 | 0.048 | 0.005
| 0.528 | 0.349 | 0.112 | 0.32 | 0.029 | 0.179 | 0.073 | 0.104 | 0.015
| 0.528 | 0.512 | 0.13 | 0.444 | 0.043 | 0.276 | 0.115 | 0.183 | 0.035
| 0.528 | 0.643 | 0.142 | 0.534 | 0.031 | 0.34 | 0.145 | 0.206 | 0.042
| 0.528 | 0.732 | 0.147 | 0.623 | 0.017 | 0.354 | 0.147 | 0.238 | 0.048
| 0.528 | 0.77 | 0.146 | 0.682 | 0.008 | 0.52 | 0.14 | 0.307 | 0.058
| 0.528 | 0.753 | 0.14 | 0.722 | 0.003 | 0.659 | 0.142 | 0.37 | 0.069
| 0.528 | 0.713 | 0.131 | 0.701 | 0 | 0.638 | 0.137 | 0.352 | 0.069
| 0.528 | 0.635 | 0.124 | 0.634 | 0 | 0.58 | 0.121 | 0.245 | 0.059
| 0.528 | 0.525 | 0.126 | 0.527 | 0 | 0.467 | 0.104 | 0.166 | 0.039
| 0.528 | 0.387 | 0.119 | 0.385 | 0 | 0.295 | 0.082 | 0.102 | 0.018
| 0.528 | 0.222 | 0.078 | 0.23 | 0 | 0.169 | 0.055 | 0.076 | 0.006
| 0.528 | 0.083 | 0.061 | 0.095 | 0 | 0.081 | 0.031 | 0.065 | 0.001
| 0.528 | 0.022 | 0.062 | 0.028 | 0 | 0.039 | 0.022 | 0.019 | 0.001
| 0.528 | 0 | 0.059 | 0 | 0 | 0.013 | 0.02 | 0 | 0.004
| 0.528 | 0 | 0.053 | 0 | 0.001 | 0 | 0.016 | 0 | 0.009
| 0.528 | 0 | 0.045 | 0 | 0.006 | 0 | 0.013 | 0 | 0.012
| 0.528 | 0 | 0.041 | 0 | 0.034 | 0 | 0.011 | 0 | 0.009
| 0.528 | 0 | 0.037 | 0 | 0.078 | 0 | 0.011 | 0 | 0.008
| 0.528 | 0 | 0.033 | 0 | 0.126 | 0 | 0.01 | 0 | 0.007
| 0.528 | 0 | 0.021 | 0 | 0.16 | 0 | 0.009 | 0 | 0.008
| 0.528 | 0 | 0.011 | 0 | 0.158 | 0 | 0.008 | 0 | 0.009
| 0.528 | 0.006 | 0.004 | 0.009 | 0.135 | 0 | 0.011 | 0 | 0.016
| 0.528 | 0.053 | 0.001 | 0.044 | 0.075 | 0.015 | 0.014 | 0.009 | 0.023
| 0.528 | 0.167 | 0 | 0.102 | 0.011 | 0.075 | 0.013 | 0.041 | 0.017
| 0.528 | 0.341 | 0 | 0.199 | 0.001 | 0.179 | 0.018 | 0.102 | 0.017
| 0.528 | 0.501 | 0 | 0.383 | 0 | 0.259 | 0.024 | 0.209 | 0.051
| 0.528 | 0.627 | 0.001 | 0.571 | 0 | 0.334 | 0.032 | 0.266 | 0.083
| 0.528 | 0.719 | 0.002 | 0.668 | 0 | 0.468 | 0.047 | 0.328 | 0.114
| 0.528 | 0.754 | 0.005 | 0.701 | 0 | 0.608 | 0.057 | 0.262 | 0.106
| 0.528 | 0.739 | 0.009 | 0.696 | 0 | 0.572 | 0.058 | 0.24 | 0.091
| 0.528 | 0.669 | 0.016 | 0.639 | 0 | 0.512 | 0.058 | 0.195 | 0.093
| 0.528 | 0.582 | 0.023 | 0.568 | 0 | 0.287 | 0.035 | 0.148 | 0.076
| 0.528 | 0.472 | 0.025 | 0.472 | 0 | 0.153 | 0.016 | 0.105 | 0.044
| 0.528 | 0.343 | 0.02 | 0.359 | 0 | 0.097 | 0.018 | 0.08 | 0.023
| 0.528 | 0.21 | 0.019 | 0.212 | 0 | 0.064 | 0.026 | 0.076 | 0.024
| 0.528 | 0.082 | 0.013 | 0.09 | 0 | 0.034 | 0.035 | 0.049 | 0.024
| 0.528 | 0.02 | 0 | 0.027 | 0.008 | 0.012 | 0.049 | 0.015 | 0.03
| 0.528 | 0 | 0 | 0 | 0.091 | 0.001 | 0.063 | 0 | 0.035
| 0.528 | 0 | 0 | 0 | 0.215 | 0 | 0.056 | 0 | 0.034
| 0.528 | 0 | 0 | 0 | 0.281 | 0 | 0.046 | 0 | 0.032
| 0.528 | 0 | 0 | 0 | 0.294 | 0 | 0.037 | 0 | 0.031
| 0.528 | 0 | 0 | 0 | 0.254 | 0 | 0.03 | 0 | 0.019
| 0.528 | 0 | 0 | 0 | 0.228 | 0 | 0.026 | 0 | 0.031
| 0.528 | 0 | 0 | 0 | 0.226 | 0 | 0.022 | 0 | 0.064
| 0.528 | 0 | 0 | 0 | 0.243 | 0 | 0.017 | 0 | 0.071
| 0.528 | 0.006 | 0 | 0.013 | 0.225 | 0 | 0.014 | 0 | 0.071
| 0.528 | 0.05 | 0 | 0.061 | 0.09 | 0.006 | 0.013 | 0.003 | 0.065
| 0.528 | 0.157 | 0 | 0.158 | 0.006 | 0.024 | 0.014 | 0.029 | 0.059
| 0.528 | 0.265 | 0 | 0.284 | 0 | 0.046 | 0.02 | 0.092 | 0.039
| 0.528 | 0.352 | 0.004 | 0.415 | 0 | 0.062 | 0.019 | 0.136 | 0.061
| 0.528 | 0.483 | 0.031 | 0.554 | 0.001 | 0.088 | 0.019 | 0.159 | 0.101
| 0.528 | 0.625 | 0.085 | 0.637 | 0.005 | 0.14 | 0.024 | 0.217 | 0.197
| 0.528 | 0.704 | 0.137 | 0.649 | 0.009 | 0.171 | 0.037 | 0.21 | 0.227
| 0.528 | 0.752 | 0.178 | 0.591 | 0.017 | 0.164 | 0.054 | 0.24 | 0.278
| 0.528 | 0.73 | 0.22 | 0.475 | 0.041 | 0.153 | 0.056 | 0.254 | 0.32
| 0.528 | 0.656 | 0.251 | 0.324 | 0.063 | 0.19 | 0.049 | 0.273 | 0.315
| 0.528 | 0.538 | 0.235 | 0.196 | 0.056 | 0.242 | 0.049 | 0.247 | 0.264
| 0.528 | 0.368 | 0.136 | 0.171 | 0.067 | 0.22 | 0.051 | 0.207 | 0.223
| 0.528 | 0.198 | 0.091 | 0.128 | 0.056 | 0.151 | 0.036 | 0.152 | 0.133
| 0.528 | 0.077 | 0.06 | 0.074 | 0.03 | 0.109 | 0.022 | 0.111 | 0.075
| 0.528 | 0.016 | 0.065 | 0.026 | 0.043 | 0.057 | 0.023 | 0.039 | 0.017
| 0.528 | 0 | 0.096 | 0 | 0.107 | 0.012 | 0.045 | 0.002 | 0.006
| 0.528 | 0 | 0.164 | 0 | 0.231 | 0 | 0.077 | 0 | 0.001
| 0.528 | 0 | 0.223 | 0 | 0.26 | 0 | 0.083 | 0 | 0
| 0.528 | 0 | 0.24 | 0 | 0.263 | 0 | 0.082 | 0 | 0
| 0.528 | 0 | 0.238 | 0 | 0.236 | 0 | 0.076 | 0 | 0
| 0.528 | 0 | 0.222 | 0 | 0.201 | 0 | 0.069 | 0 | 0
| 0.528 | 0 | 0.183 | 0 | 0.247 | 0 | 0.061 | 0 | 0
| 0.528 | 0 | 0.14 | 0 | 0.274 | 0 | 0.065 | 0 | 0
| 0.528 | 0.005 | 0.137 | 0.013 | 0.236 | 0 | 0.071 | 0 | 0
| 0.528 | 0.051 | 0.092 | 0.053 | 0.152 | 0.01 | 0.069 | 0.005 | 0
| 0.528 | 0.161 | 0.033 | 0.17 | 0.325 | 0.053 | 0.068 | 0.046 | 0.001
| 0.528 | 0.331 | 0.069 | 0.338 | 0.374 | 0.142 | 0.101 | 0.133 | 0.001
| 0.528 | 0.503 | 0.131 | 0.494 | 0.32 | 0.273 | 0.139 | 0.263 | 0
| 0.528 | 0.635 | 0.184 | 0.623 | 0.27 | 0.447 | 0.174 | 0.483 | 0
| 0.528 | 0.731 | 0.233 | 0.713 | 0.223 | 0.584 | 0.219 | 0.636 | 0
| 0.528 | 0.778 | 0.272 | 0.76 | 0.198 | 0.666 | 0.264 | 0.714 | 0
| 0.528 | 0.781 | 0.297 | 0.763 | 0.184 | 0.701 | 0.285 | 0.739 | 0
| 0.528 | 0.737 | 0.31 | 0.719 | 0.153 | 0.69 | 0.287 | 0.715 | 0
| 0.528 | 0.645 | 0.311 | 0.648 | 0.121 | 0.667 | 0.272 | 0.622 | 0
| 0.528 | 0.527 | 0.296 | 0.538 | 0.103 | 0.599 | 0.241 | 0.572 | 0
| 0.528 | 0.389 | 0.244 | 0.393 | 0.095 | 0.479 | 0.21 | 0.468 | 0
| 0.528 | 0.224 | 0.138 | 0.237 | 0.076 | 0.352 | 0.17 | 0.278 | 0.001
| 0.528 | 0.079 | 0.084 | 0.096 | 0.083 | 0.199 | 0.118 | 0.138 | 0.002
| 0.528 | 0.018 | 0.088 | 0.029 | 0.179 | 0.069 | 0.068 | 0.04 | 0.005
| 0.528 | 0 | 0.11 | 0 | 0.274 | 0.017 | 0.058 | 0 | 0.004
| 0.528 | 0 | 0.119 | 0 | 0.282 | 0 | 0.062 | 0 | 0.003
| 0.528 | 0 | 0.124 | 0 | 0.252 | 0 | 0.061 | 0 | 0.002
| 0.528 | 0 | 0.118 | 0 | 0.209 | 0 | 0.051 | 0 | 0.001
| 0.528 | 0 | 0.101 | 0 | 0.191 | 0 | 0.043 | 0 | 0.001
| 0.528 | 0 | 0.078 | 0 | 0.164 | 0 | 0.035 | 0 | 0.001
| 0.528 | 0 | 0.052 | 0 | 0.124 | 0 | 0.026 | 0 | 0.001
| 0.528 | 0 | 0.027 | 0 | 0.103 | 0 | 0.017 | 0 | 0.002
| 0.528 | 0.003 | 0.013 | 0.008 | 0.101 | 0 | 0.009 | 0 | 0.002
| 0.528 | 0.049 | 0.006 | 0.049 | 0.07 | 0.024 | 0.004 | 0.021 | 0.002
| 0.528 | 0.153 | 0 | 0.123 | 0.021 | 0.076 | 0.001 | 0.081 | 0.001
| 0.528 | 0.32 | 0 | 0.272 | 0.1 | 0.203 | 0 | 0.215 | 0.001
| 0.528 | 0.48 | 0.007 | 0.444 | 0.152 | 0.362 | 0 | 0.44 | 0
| 0.528 | 0.614 | 0.011 | 0.546 | 0.111 | 0.521 | 0 | 0.599 | 0
| 0.528 | 0.69 | 0.014 | 0.6 | 0.075 | 0.644 | 0 | 0.713 | 0
| 0.528 | 0.73 | 0.021 | 0.548 | 0.053 | 0.708 | 0 | 0.782 | 0
| 0.528 | 0.751 | 0.027 | 0.489 | 0.04 | 0.754 | 0 | 0.809 | 0
| 0.528 | 0.736 | 0.032 | 0.458 | 0.036 | 0.754 | 0 | 0.795 | 0
| 0.528 | 0.662 | 0.035 | 0.4 | 0.041 | 0.7 | 0 | 0.737 | 0
| 0.528 | 0.546 | 0.034 | 0.313 | 0.05 | 0.616 | 0 | 0.636 | 0
| 0.528 | 0.395 | 0.025 | 0.267 | 0.057 | 0.5 | 0 | 0.5 | 0
| 0.528 | 0.225 | 0.022 | 0.176 | 0.053 | 0.354 | 0 | 0.33 | 0
| 0.528 | 0.076 | 0.011 | 0.084 | 0.046 | 0.199 | 0 | 0.153 | 0
| 0.528 | 0.016 | 0.001 | 0.025 | 0.09 | 0.062 | 0 | 0.038 | 0
| 0.528 | 0 | 0 | 0 | 0.197 | 0.018 | 0 | 0.001 | 0
| 0.528 | 0 | 0.002 | 0 | 0.231 | 0 | 0 | 0 | 0
| 0.528 | 0 | 0.018 | 0 | 0.188 | 0 | 0 | 0 | 0
| 0.528 | 0 | 0.058 | 0 | 0.166 | 0 | 0 | 0 | 0
| 0.528 | 0 | 0.087 | 0 | 0.17 | 0 | 0 | 0 | 0
| 0.528 | 0 | 0.123 | 0 | 0.221 | 0 | 0 | 0 | 0
| 0.528 | 0 | 0.147 | 0 | 0.266 | 0 | 0 | 0 | 0
| 0.528 | 0 | 0.144 | 0 | 0.272 | 0 | 0 | 0 | 0
| 0.528 | 0.004 | 0.097 | 0.009 | 0.211 | 0 | 0 | 0 | 0.001
| 0.528 | 0.05 | 0.022 | 0.052 | 0.082 | 0.023 | 0 | 0.024 | 0.002
| 0.528 | 0.159 | 0.003 | 0.167 | 0.021 | 0.061 | 0 | 0.08 | 0.002
| 0.528 | 0.321 | 0 | 0.331 | 0.047 | 0.222 | 0 | 0.26 | 0
| 0.528 | 0.486 | 0 | 0.484 | 0.064 | 0.4 | 0 | 0.444 | 0
| 0.528 | 0.613 | 0 | 0.606 | 0.033 | 0.556 | 0 | 0.595 | 0
| 0.528 | 0.71 | 0 | 0.688 | 0.008 | 0.674 | 0 | 0.708 | 0
| 0.528 | 0.765 | 0 | 0.732 | 0.003 | 0.751 | 0.002 | 0.778 | 0
| 0.528 | 0.773 | 0.001 | 0.728 | 0.004 | 0.787 | 0.009 | 0.805 | 0
| 0.528 | 0.737 | 0.002 | 0.668 | 0.005 | 0.784 | 0.022 | 0.789 | 0
| 0.528 | 0.66 | 0.003 | 0.622 | 0.005 | 0.738 | 0.045 | 0.732 | 0
| 0.528 | 0.544 | 0.002 | 0.524 | 0.003 | 0.653 | 0.07 | 0.634 | 0.001
| 0.528 | 0.393 | 0.001 | 0.387 | 0.001 | 0.529 | 0.09 | 0.496 | 0.002
| 0.528 | 0.223 | 0.002 | 0.229 | 0 | 0.374 | 0.09 | 0.327 | 0.003
| 0.528 | 0.073 | 0.003 | 0.086 | 0 | 0.204 | 0.071 | 0.15 | 0.004
| 0.528 | 0.015 | 0 | 0.024 | 0 | 0.059 | 0.065 | 0.036 | 0.004
| 0.528 | 0 | 0.003 | 0 | 0 | 0.017 | 0.072 | 0.001 | 0.003
| 0.528 | 0 | 0.014 | 0 | 0 | 0 | 0.07 | 0 | 0.002
| 0.528 | 0 | 0.028 | 0 | 0.001 | 0 | 0.056 | 0 | 0.002
| 0.528 | 0 | 0.041 | 0 | 0.016 | 0 | 0.053 | 0 | 0.002
| 0.528 | 0 | 0.049 | 0 | 0.068 | 0 | 0.05 | 0 | 0.002
| 0.528 | 0 | 0.049 | 0 | 0.128 | 0 | 0.043 | 0 | 0.001
| 0.528 | 0 | 0.047 | 0 | 0.177 | 0 | 0.032 | 0 | 0.001
| 0.528 | 0 | 0.045 | 0 | 0.214 | 0 | 0.023 | 0 | 0.001
| 0.528 | 0.003 | 0.041 | 0.007 | 0.264 | 0 | 0.015 | 0 | 0.001
| 0.528 | 0.045 | 0.032 | 0.046 | 0.247 | 0.023 | 0.01 | 0.022 | 0.001
| 0.528 | 0.157 | 0.005 | 0.164 | 0.08 | 0.065 | 0.004 | 0.077 | 0.001
| 0.528 | 0.326 | 0 | 0.333 | 0.009 | 0.203 | 0 | 0.258 | 0
| 0.528 | 0.484 | 0.001 | 0.486 | 0.02 | 0.344 | 0 | 0.444 | 0
| 0.528 | 0.609 | 0.034 | 0.608 | 0.034 | 0.492 | 0 | 0.596 | 0
| 0.528 | 0.687 | 0.082 | 0.689 | 0.037 | 0.603 | 0 | 0.707 | 0
| 0.528 | 0.73 | 0.127 | 0.734 | 0.039 | 0.67 | 0.001 | 0.777 | 0
| 0.528 | 0.731 | 0.156 | 0.74 | 0.041 | 0.699 | 0.005 | 0.805 | 0
| 0.528 | 0.707 | 0.155 | 0.706 | 0.036 | 0.709 | 0.012 | 0.788 | 0.001
| 0.528 | 0.628 | 0.132 | 0.633 | 0.031 | 0.705 | 0.024 | 0.731 | 0.002
| 0.528 | 0.51 | 0.103 | 0.525 | 0.027 | 0.645 | 0.033 | 0.632 | 0.005
| 0.528 | 0.358 | 0.107 | 0.383 | 0.026 | 0.523 | 0.041 | 0.488 | 0.01
| 0.528 | 0.204 | 0.11 | 0.225 | 0.025 | 0.37 | 0.042 | 0.323 | 0.018
| 0.528 | 0.075 | 0.054 | 0.082 | 0.014 | 0.2 | 0.041 | 0.151 | 0.026
| 0.528 | 0.013 | 0.036 | 0.022 | 0.012 | 0.067 | 0.04 | 0.04 | 0.018
| 0.528 | 0 | 0.039 | 0 | 0.008 | 0.015 | 0.038 | 0.001 | 0.014
| 0.528 | 0 | 0.053 | 0 | 0.005 | 0 | 0.037 | 0 | 0.01
| 0.528 | 0 | 0.065 | 0 | 0.015 | 0 | 0.033 | 0 | 0.005
| 0.528 | 0 | 0.076 | 0 | 0.088 | 0 | 0.029 | 0 | 0.003
| 0.528 | 0 | 0.08 | 0 | 0.22 | 0 | 0.028 | 0 | 0.002
| 0.528 | 0 | 0.088 | 0 | 0.285 | 0 | 0.028 | 0 | 0.002
| 0.528 | 0 | 0.092 | 0 | 0.267 | 0 | 0.029 | 0 | 0.001
| 0.528 | 0 | 0.087 | 0 | 0.234 | 0 | 0.029 | 0 | 0.001
| 0.528 | 0.002 | 0.077 | 0.006 | 0.203 | 0 | 0.023 | 0 | 0
| 0.528 | 0.046 | 0.066 | 0.044 | 0.147 | 0.017 | 0.02 | 0.019 | 0
| 0.528 | 0.132 | 0.05 | 0.159 | 0.031 | 0.073 | 0.022 | 0.075 | 0
| 0.528 | 0.255 | 0.006 | 0.318 | 0 | 0.192 | 0.008 | 0.183 | 0
| 0.528 | 0.413 | 0.008 | 0.464 | 0.001 | 0.334 | 0.02 | 0.374 | 0
| 0.528 | 0.542 | 0.055 | 0.589 | 0.003 | 0.45 | 0.036 | 0.521 | 0
| 0.528 | 0.585 | 0.07 | 0.67 | 0.006 | 0.431 | 0.036 | 0.657 | 0
| 0.528 | 0.62 | 0.067 | 0.715 | 0.009 | 0.347 | 0.037 | 0.72 | 0.001
| 0.528 | 0.614 | 0.055 | 0.719 | 0.018 | 0.396 | 0.041 | 0.57 | 0.001
| 0.528 | 0.519 | 0.047 | 0.7 | 0.009 | 0.415 | 0.042 | 0.49 | 0
| 0.528 | 0.449 | 0.041 | 0.627 | 0.002 | 0.318 | 0.048 | 0.482 | 0
| 0.528 | 0.358 | 0.043 | 0.518 | 0 | 0.301 | 0.051 | 0.464 | 0
| 0.528 | 0.258 | 0.057 | 0.374 | 0 | 0.378 | 0.051 | 0.423 | 0
| 0.528 | 0.148 | 0.036 | 0.22 | 0 | 0.293 | 0.045 | 0.312 | 0.001
| 0.528 | 0.06 | 0.022 | 0.082 | 0.001 | 0.163 | 0.042 | 0.151 | 0.002
| 0.528 | 0.008 | 0.036 | 0.022 | 0.066 | 0.06 | 0.035 | 0.042 | 0.001
| 0.528 | 0 | 0.068 | 0 | 0.141 | 0.008 | 0.016 | 0 | 0
| 0.528 | 0 | 0.093 | 0 | 0.188 | 0 | 0.005 | 0 | 0
| 0.528 | 0 | 0.113 | 0 | 0.197 | 0 | 0.003 | 0 | 0
| 0.528 | 0 | 0.133 | 0 | 0.175 | 0 | 0.008 | 0 | 0
| 0.528 | 0 | 0.147 | 0 | 0.107 | 0 | 0.013 | 0 | 0
| 0.528 | 0 | 0.149 | 0 | 0.038 | 0 | 0.013 | 0 | 0
| 0.528 | 0 | 0.143 | 0 | 0.009 | 0 | 0.011 | 0 | 0
| 0.528 | 0 | 0.137 | 0 | 0.003 | 0 | 0.011 | 0 | 0
| 0.528 | 0.001 | 0.127 | 0.005 | 0.003 | 0 | 0.014 | 0 | 0
| 0.528 | 0.035 | 0.108 | 0.05 | 0.004 | 0.018 | 0.017 | 0.014 | 0
| 0.528 | 0.112 | 0.065 | 0.145 | 0.002 | 0.069 | 0.019 | 0.061 | 0
| 0.528 | 0.22 | 0.009 | 0.28 | 0 | 0.206 | 0.044 | 0.125 | 0
| 0.528 | 0.338 | 0.001 | 0.41 | 0 | 0.353 | 0.123 | 0.231 | 0
| 0.528 | 0.441 | 0.005 | 0.516 | 0 | 0.499 | 0.166 | 0.384 | 0
| 0.528 | 0.562 | 0.008 | 0.562 | 0 | 0.616 | 0.179 | 0.476 | 0.001
| 0.528 | 0.606 | 0.006 | 0.606 | 0 | 0.634 | 0.179 | 0.515 | 0.001
| 0.528 | 0.613 | 0.003 | 0.619 | 0.002 | 0.525 | 0.183 | 0.537 | 0.001
| 0.528 | 0.549 | 0.002 | 0.577 | 0.002 | 0.468 | 0.184 | 0.479 | 0.002
| 0.528 | 0.48 | 0.001 | 0.526 | 0.001 | 0.41 | 0.185 | 0.445 | 0.002
| 0.528 | 0.378 | 0.003 | 0.441 | 0.001 | 0.393 | 0.195 | 0.32 | 0.005
| 0.528 | 0.256 | 0.008 | 0.319 | 0.005 | 0.318 | 0.178 | 0.159 | 0.004
| 0.528 | 0.147 | 0.014 | 0.196 | 0.011 | 0.163 | 0.117 | 0.073 | 0.001
| 0.528 | 0.057 | 0.011 | 0.084 | 0.006 | 0.085 | 0.068 | 0.032 | 0
| 0.528 | 0.007 | 0.014 | 0.021 | 0.005 | 0.038 | 0.048 | 0.006 | 0
| 0.528 | 0 | 0.017 | 0 | 0.022 | 0.008 | 0.045 | 0 | 0
| 0.528 | 0 | 0.014 | 0 | 0.099 | 0 | 0.038 | 0 | 0
| 0.528 | 0 | 0.009 | 0 | 0.253 | 0 | 0.03 | 0 | 0
| 0.528 | 0 | 0.006 | 0 | 0.413 | 0 | 0.028 | 0 | 0
| 0.528 | 0 | 0.003 | 0 | 0.457 | 0 | 0.033 | 0 | 0
| 0.528 | 0 | 0.001 | 0 | 0.422 | 0 | 0.025 | 0 | 0
| 0.528 | 0 | 0.001 | 0 | 0.363 | 0 | 0.017 | 0 | 0
| 0.528 | 0 | 0 | 0 | 0.327 | 0 | 0.011 | 0 | 0
| 0.528 | 0.001 | 0.001 | 0.005 | 0.297 | 0 | 0.008 | 0 | 0
| 0.528 | 0.038 | 0.004 | 0.047 | 0.16 | 0.009 | 0.006 | 0.006 | 0
| 0.528 | 0.101 | 0.013 | 0.123 | 0.061 | 0.051 | 0.005 | 0.037 | 0.001
| 0.528 | 0.162 | 0.01 | 0.192 | 0.049 | 0.143 | 0.009 | 0.084 | 0.003
| 0.528 | 0.218 | 0.011 | 0.228 | 0.058 | 0.314 | 0.013 | 0.134 | 0.01
| 0.528 | 0.294 | 0.036 | 0.407 | 0.094 | 0.437 | 0.017 | 0.194 | 0.017
| 0.528 | 0.308 | 0.101 | 0.294 | 0.118 | 0.546 | 0.021 | 0.236 | 0.029
| 0.528 | 0.326 | 0.174 | 0.264 | 0.18 | 0.582 | 0.026 | 0.253 | 0.043
| 0.528 | 0.295 | 0.21 | 0.204 | 0.368 | 0.563 | 0.03 | 0.294 | 0.057
| 0.528 | 0.282 | 0.225 | 0.38 | 0.603 | 0.489 | 0.035 | 0.259 | 0.065
| 0.528 | 0.215 | 0.2 | 0.312 | 0.586 | 0.389 | 0.045 | 0.283 | 0.069
| 0.528 | 0.148 | 0.155 | 0.229 | 0.425 | 0.279 | 0.058 | 0.256 | 0.068
| 0.528 | 0.126 | 0.114 | 0.132 | 0.202 | 0.183 | 0.067 | 0.215 | 0.067
| 0.528 | 0.124 | 0.107 | 0.057 | 0.08 | 0.112 | 0.061 | 0.133 | 0.053
| 0.528 | 0.065 | 0.144 | 0.018 | 0.038 | 0.063 | 0.047 | 0.087 | 0.036
| 0.528 | 0.01 | 0.201 | 0.001 | 0.011 | 0.028 | 0.048 | 0.032 | 0.028
| 0.528 | 0 | 0.246 | 0 | 0.001 | 0.003 | 0.057 | 0 | 0.035
| 0.528 | 0 | 0.261 | 0 | 0 | 0 | 0.06 | 0 | 0.041
| 0.528 | 0 | 0.295 | 0 | 0.01 | 0 | 0.056 | 0 | 0.034
| 0.528 | 0 | 0.347 | 0 | 0.084 | 0 | 0.046 | 0 | 0.022
| 0.528 | 0 | 0.385 | 0 | 0.123 | 0 | 0.045 | 0 | 0.017
| 0.528 | 0 | 0.353 | 0 | 0.099 | 0 | 0.048 | 0 | 0.017
| 0.528 | 0 | 0.291 | 0 | 0.118 | 0 | 0.054 | 0 | 0.017
| 0.528 | 0 | 0.254 | 0 | 0.161 | 0 | 0.063 | 0 | 0.015
| 0.528 | 0.001 | 0.252 | 0.002 | 0.175 | 0 | 0.068 | 0 | 0.015
| 0.528 | 0.043 | 0.183 | 0.033 | 0.097 | 0.011 | 0.061 | 0.009 | 0.015
| 0.528 | 0.153 | 0.2 | 0.076 | 0.072 | 0.058 | 0.043 | 0.052 | 0.012
| 0.528 | 0.332 | 0.298 | 0.112 | 0.109 | 0.158 | 0.058 | 0.105 | 0.017
| 0.528 | 0.5 | 0.442 | 0.125 | 0.217 | 0.287 | 0.077 | 0.141 | 0.02
| 0.528 | 0.635 | 0.552 | 0.135 | 0.341 | 0.418 | 0.093 | 0.207 | 0.028
| 0.528 | 0.735 | 0.625 | 0.126 | 0.374 | 0.518 | 0.12 | 0.541 | 0.045
| 0.528 | 0.783 | 0.663 | 0.158 | 0.316 | 0.568 | 0.135 | 0.726 | 0.06
| 0.528 | 0.789 | 0.68 | 0.213 | 0.277 | 0.61 | 0.139 | 0.744 | 0.074
| 0.528 | 0.749 | 0.692 | 0.344 | 0.356 | 0.606 | 0.144 | 0.736 | 0.078
| 0.528 | 0.663 | 0.697 | 0.385 | 0.42 | 0.568 | 0.154 | 0.674 | 0.075
| 0.528 | 0.523 | 0.685 | 0.375 | 0.466 | 0.509 | 0.173 | 0.542 | 0.068
| 0.528 | 0.348 | 0.635 | 0.274 | 0.468 | 0.429 | 0.187 | 0.387 | 0.055
| 0.528 | 0.191 | 0.54 | 0.166 | 0.458 | 0.311 | 0.183 | 0.194 | 0.043
| 0.528 | 0.067 | 0.403 | 0.074 | 0.488 | 0.177 | 0.159 | 0.077 | 0.024
| 0.528 | 0.009 | 0.324 | 0.015 | 0.55 | 0.059 | 0.11 | 0.025 | 0.013
| 0.528 | 0 | 0.33 | 0 | 0.565 | 0.01 | 0.105 | 0 | 0.013
| 0.528 | 0 | 0.299 | 0 | 0.563 | 0 | 0.106 | 0 | 0.011
| 0.528 | 0 | 0.228 | 0 | 0.573 | 0 | 0.097 | 0 | 0.008
| 0.528 | 0 | 0.219 | 0 | 0.576 | 0 | 0.096 | 0 | 0.004
| 0.528 | 0 | 0.212 | 0 | 0.578 | 0 | 0.096 | 0 | 0.002
| 0.528 | 0 | 0.2 | 0 | 0.607 | 0 | 0.083 | 0 | 0.001
| 0.528 | 0 | 0.182 | 0 | 0.635 | 0 | 0.067 | 0 | 0
| 0.528 | 0 | 0.182 | 0 | 0.635 | 0 | 0.058 | 0 | 0
| 0.528 | 0.001 | 0.191 | 0.003 | 0.614 | 0 | 0.045 | 0 | 0
| 0.528 | 0.04 | 0.105 | 0.043 | 0.539 | 0.01 | 0.035 | 0.004 | 0
| 0.528 | 0.154 | 0.027 | 0.157 | 0.5 | 0.059 | 0.027 | 0.026 | 0
| 0.528 | 0.326 | 0.094 | 0.329 | 0.558 | 0.154 | 0.028 | 0.059 | 0
| 0.528 | 0.476 | 0.121 | 0.49 | 0.58 | 0.348 | 0.026 | 0.111 | 0.003
| 0.528 | 0.588 | 0.148 | 0.618 | 0.552 | 0.482 | 0.025 | 0.161 | 0.014
| 0.528 | 0.672 | 0.174 | 0.71 | 0.513 | 0.563 | 0.029 | 0.226 | 0.027
| 0.528 | 0.741 | 0.194 | 0.75 | 0.454 | 0.619 | 0.027 | 0.272 | 0.036
| 0.528 | 0.762 | 0.207 | 0.742 | 0.38 | 0.686 | 0.028 | 0.278 | 0.048
| 0.528 | 0.744 | 0.212 | 0.701 | 0.285 | 0.67 | 0.032 | 0.256 | 0.054
| 0.528 | 0.637 | 0.22 | 0.621 | 0.192 | 0.611 | 0.034 | 0.203 | 0.055
| 0.528 | 0.455 | 0.222 | 0.508 | 0.12 | 0.522 | 0.035 | 0.154 | 0.045
| 0.528 | 0.252 | 0.18 | 0.359 | 0.068 | 0.424 | 0.035 | 0.114 | 0.032
| 0.528 | 0.142 | 0.132 | 0.209 | 0.034 | 0.289 | 0.033 | 0.062 | 0.019
| 0.528 | 0.065 | 0.121 | 0.079 | 0.017 | 0.155 | 0.028 | 0.029 | 0.007
| 0.528 | 0.009 | 0.151 | 0.015 | 0.021 | 0.055 | 0.021 | 0.007 | 0.004
| 0.528 | 0 | 0.152 | 0 | 0.033 | 0.007 | 0.02 | 0 | 0.002
| 0.528 | 0 | 0.157 | 0 | 0.03 | 0 | 0.02 | 0 | 0
| 0.528 | 0 | 0.172 | 0 | 0.014 | 0 | 0.025 | 0 | 0
| 0.528 | 0 | 0.186 | 0 | 0.005 | 0 | 0.027 | 0 | 0
| 0.528 | 0 | 0.192 | 0 | 0.001 | 0 | 0.023 | 0 | 0
| 0.528 | 0 | 0.188 | 0 | 0.001 | 0 | 0.022 | 0 | 0
| 0.528 | 0 | 0.199 | 0 | 0.011 | 0 | 0.021 | 0 | 0
| 0.528 | 0 | 0.196 | 0 | 0.043 | 0 | 0.022 | 0 | 0
| 0.528 | 0 | 0.183 | 0 | 0.082 | 0 | 0.025 | 0 | 0
| 0.528 | 0.032 | 0.112 | 0.015 | 0.088 | 0.014 | 0.025 | 0.004 | 0
| 0.528 | 0.115 | 0.05 | 0.049 | 0.036 | 0.061 | 0.019 | 0.033 | 0
| 0.528 | 0.285 | 0.132 | 0.098 | 0.006 | 0.158 | 0.022 | 0.102 | 0
| 0.528 | 0.475 | 0.195 | 0.156 | 0.003 | 0.312 | 0.026 | 0.181 | 0.001
| 0.528 | 0.57 | 0.229 | 0.241 | 0.005 | 0.495 | 0.032 | 0.366 | 0.002
| 0.528 | 0.632 | 0.242 | 0.309 | 0.003 | 0.613 | 0.048 | 0.496 | 0.006
| 0.528 | 0.668 | 0.243 | 0.31 | 0.001 | 0.663 | 0.068 | 0.533 | 0.017
| 0.528 | 0.69 | 0.261 | 0.287 | 0 | 0.707 | 0.084 | 0.615 | 0.033
| 0.528 | 0.637 | 0.278 | 0.254 | 0 | 0.707 | 0.091 | 0.651 | 0.041
| 0.528 | 0.563 | 0.267 | 0.314 | 0 | 0.674 | 0.094 | 0.55 | 0.047
| 0.528 | 0.449 | 0.243 | 0.274 | 0 | 0.593 | 0.1 | 0.493 | 0.055
| 0.528 | 0.302 | 0.204 | 0.2 | 0 | 0.443 | 0.107 | 0.318 | 0.052
| 0.528 | 0.181 | 0.132 | 0.13 | 0.003 | 0.293 | 0.107 | 0.132 | 0.037
| 0.528 | 0.07 | 0.071 | 0.073 | 0.011 | 0.147 | 0.091 | 0.046 | 0.019
| 0.528 | 0.007 | 0.084 | 0.016 | 0.07 | 0.042 | 0.057 | 0.008 | 0.01
| 0.528 | 0 | 0.125 | 0 | 0.164 | 0.004 | 0.057 | 0 | 0.006
| 0.528 | 0 | 0.145 | 0 | 0.225 | 0 | 0.058 | 0 | 0.005
| 0.528 | 0 | 0.133 | 0 | 0.26 | 0 | 0.053 | 0 | 0.004
| 0.528 | 0 | 0.122 | 0 | 0.252 | 0 | 0.05 | 0 | 0.002
| 0.528 | 0 | 0.133 | 0 | 0.206 | 0 | 0.049 | 0 | 0.001
| 0.528 | 0 | 0.147 | 0 | 0.192 | 0 | 0.049 | 0 | 0.003
| 0.528 | 0 | 0.158 | 0 | 0.217 | 0 | 0.054 | 0 | 0.004
| 0.528 | 0 | 0.163 | 0 | 0.239 | 0 | 0.057 | 0 | 0.005
| 0.528 | 0 | 0.167 | 0.002 | 0.226 | 0 | 0.056 | 0 | 0.006
| 0.528 | 0.022 | 0.128 | 0.046 | 0.086 | 0.007 | 0.058 | 0.001 | 0.008
| 0.528 | 0.082 | 0.042 | 0.137 | 0.004 | 0.047 | 0.048 | 0.012 | 0.008
| 0.528 | 0.213 | 0.068 | 0.26 | 0 | 0.099 | 0.052 | 0.027 | 0.014
| 0.528 | 0.371 | 0.161 | 0.394 | 0.001 | 0.136 | 0.071 | 0.052 | 0.027
| 0.528 | 0.484 | 0.214 | 0.533 | 0.001 | 0.147 | 0.087 | 0.086 | 0.038
| 0.528 | 0.471 | 0.271 | 0.644 | 0.001 | 0.152 | 0.106 | 0.101 | 0.045
| 0.528 | 0.394 | 0.312 | 0.702 | 0.001 | 0.166 | 0.135 | 0.135 | 0.054
| 0.528 | 0.291 | 0.338 | 0.704 | 0.002 | 0.195 | 0.158 | 0.17 | 0.062
| 0.528 | 0.245 | 0.346 | 0.588 | 0.002 | 0.23 | 0.186 | 0.153 | 0.061
| 0.528 | 0.205 | 0.314 | 0.42 | 0.001 | 0.215 | 0.209 | 0.134 | 0.057
| 0.528 | 0.234 | 0.303 | 0.248 | 0.002 | 0.155 | 0.213 | 0.104 | 0.048
| 0.528 | 0.28 | 0.325 | 0.14 | 0.005 | 0.109 | 0.183 | 0.076 | 0.045
| 0.528 | 0.102 | 0.248 | 0.088 | 0.007 | 0.075 | 0.166 | 0.046 | 0.036
| 0.528 | 0.039 | 0.198 | 0.032 | 0.007 | 0.045 | 0.155 | 0.018 | 0.025
| 0.528 | 0.004 | 0.21 | 0.005 | 0.025 | 0.021 | 0.159 | 0.002 | 0.021
| 0.528 | 0 | 0.179 | 0 | 0.111 | 0.001 | 0.164 | 0 | 0.019
| 0.528 | 0 | 0.179 | 0 | 0.249 | 0 | 0.144 | 0 | 0.015
| 0.528 | 0 | 0.186 | 0 | 0.367 | 0 | 0.114 | 0 | 0.013
| 0.528 | 0 | 0.167 | 0 | 0.362 | 0 | 0.095 | 0 | 0.017
| 0.528 | 0 | 0.14 | 0 | 0.293 | 0 | 0.076 | 0 | 0.02
| 0.528 | 0 | 0.155 | 0 | 0.227 | 0 | 0.068 | 0 | 0.02
| 0.528 | 0 | 0.177 | 0 | 0.234 | 0 | 0.063 | 0 | 0.021
| 0.528 | 0 | 0.195 | 0 | 0.233 | 0 | 0.064 | 0 | 0.025
| 0.528 | 0 | 0.196 | 0.001 | 0.218 | 0 | 0.068 | 0 | 0.033
| 0.528 | 0.029 | 0.134 | 0.035 | 0.172 | 0.002 | 0.07 | 0 | 0.051
| 0.528 | 0.12 | 0.088 | 0.085 | 0.065 | 0.023 | 0.061 | 0.005 | 0.064
| 0.528 | 0.196 | 0.233 | 0.143 | 0.011 | 0.063 | 0.059 | 0.02 | 0.074
| 0.528 | 0.258 | 0.317 | 0.206 | 0.008 | 0.112 | 0.07 | 0.049 | 0.053
| 0.528 | 0.589 | 0.444 | 0.276 | 0.026 | 0.193 | 0.11 | 0.124 | 0.041
| 0.528 | 0.641 | 0.525 | 0.365 | 0.043 | 0.242 | 0.158 | 0.154 | 0.048
| 0.528 | 0.475 | 0.544 | 0.379 | 0.051 | 0.271 | 0.201 | 0.159 | 0.068
| 0.528 | 0.267 | 0.473 | 0.377 | 0.06 | 0.265 | 0.227 | 0.136 | 0.077
| 0.528 | 0.362 | 0.444 | 0.358 | 0.052 | 0.242 | 0.224 | 0.171 | 0.089
| 0.528 | 0.493 | 0.413 | 0.292 | 0.033 | 0.215 | 0.192 | 0.193 | 0.103
| 0.528 | 0.308 | 0.332 | 0.216 | 0.021 | 0.174 | 0.157 | 0.153 | 0.099
| 0.528 | 0.22 | 0.228 | 0.167 | 0.014 | 0.125 | 0.114 | 0.112 | 0.09
| 0.528 | 0.166 | 0.163 | 0.104 | 0.008 | 0.073 | 0.081 | 0.074 | 0.073
| 0.528 | 0.06 | 0.134 | 0.048 | 0.004 | 0.032 | 0.064 | 0.039 | 0.063
| 0.528 | 0.004 | 0.112 | 0.007 | 0.005 | 0.01 | 0.057 | 0.009 | 0.065
| 0.528 | 0 | 0.086 | 0 | 0.002 | 0 | 0.071 | 0 | 0.063
| 0.528 | 0 | 0.087 | 0 | 0.004 | 0 | 0.105 | 0 | 0.058
| 0.528 | 0 | 0.094 | 0 | 0.027 | 0 | 0.092 | 0 | 0.05
| 0.528 | 0 | 0.104 | 0 | 0.086 | 0 | 0.069 | 0 | 0.043
| 0.528 | 0 | 0.113 | 0 | 0.157 | 0 | 0.055 | 0 | 0.042
| 0.528 | 0 | 0.121 | 0 | 0.125 | 0 | 0.049 | 0 | 0.036
| 0.528 | 0 | 0.122 | 0 | 0.059 | 0 | 0.042 | 0 | 0.018
| 0.528 | 0 | 0.113 | 0 | 0.024 | 0 | 0.036 | 0 | 0.011
| 0.528 | 0 | 0.099 | 0.001 | 0.004 | 0 | 0.023 | 0 | 0.007
| 0.528 | 0.033 | 0.072 | 0.041 | 0 | 0.001 | 0.016 | 0.007 | 0.008
| 0.528 | 0.13 | 0.014 | 0.143 | 0 | 0.025 | 0.008 | 0.063 | 0.006
| 0.528 | 0.289 | 0.001 | 0.291 | 0 | 0.078 | 0.002 | 0.164 | 0.005
| 0.528 | 0.43 | 0.001 | 0.418 | 0 | 0.196 | 0.003 | 0.287 | 0.015
| 0.528 | 0.452 | 0.002 | 0.579 | 0 | 0.223 | 0.009 | 0.441 | 0.026
| 0.528 | 0.47 | 0.005 | 0.658 | 0 | 0.22 | 0.026 | 0.611 | 0.041
| 0.528 | 0.605 | 0.009 | 0.695 | 0 | 0.216 | 0.046 | 0.713 | 0.055
| 0.528 | 0.69 | 0.008 | 0.696 | 0 | 0.287 | 0.084 | 0.75 | 0.068
| 0.528 | 0.696 | 0.005 | 0.637 | 0 | 0.379 | 0.128 | 0.751 | 0.068
| 0.528 | 0.633 | 0.002 | 0.579 | 0 | 0.337 | 0.142 | 0.697 | 0.061
| 0.528 | 0.515 | 0.001 | 0.486 | 0.001 | 0.214 | 0.102 | 0.598 | 0.05
| 0.528 | 0.343 | 0 | 0.347 | 0.003 | 0.131 | 0.07 | 0.465 | 0.034
| 0.528 | 0.151 | 0 | 0.195 | 0.013 | 0.08 | 0.078 | 0.295 | 0.014
| 0.528 | 0.049 | 0 | 0.066 | 0.06 | 0.065 | 0.095 | 0.125 | 0.011
| 0.528 | 0.003 | 0.007 | 0.011 | 0.217 | 0.027 | 0.098 | 0.027 | 0.001
| 0.528 | 0 | 0.038 | 0 | 0.332 | 0.001 | 0.119 | 0 | 0
| 0.528 | 0 | 0.063 | 0 | 0.323 | 0 | 0.164 | 0 | 0
| 0.528 | 0 | 0.069 | 0 | 0.233 | 0 | 0.195 | 0 | 0
| 0.528 | 0 | 0.054 | 0 | 0.134 | 0 | 0.18 | 0 | 0
| 0.528 | 0 | 0.033 | 0 | 0.071 | 0 | 0.195 | 0 | 0
| 0.528 | 0 | 0.019 | 0 | 0.043 | 0 | 0.19 | 0 | 0
| 0.528 | 0 | 0.017 | 0 | 0.039 | 0 | 0.183 | 0 | 0
| 0.528 | 0 | 0.012 | 0 | 0.05 | 0 | 0.207 | 0 | 0
| 0.528 | 0 | 0.008 | 0.001 | 0.064 | 0 | 0.195 | 0 | 0
| 0.528 | 0.034 | 0.006 | 0.038 | 0.041 | 0.001 | 0.176 | 0.008 | 0
| 0.528 | 0.126 | 0.005 | 0.139 | 0.015 | 0.04 | 0.158 | 0.066 | 0
| 0.528 | 0.267 | 0 | 0.294 | 0.001 | 0.139 | 0.173 | 0.195 | 0
| 0.528 | 0.409 | 0 | 0.44 | 0.002 | 0.236 | 0.192 | 0.373 | 0.001
| 0.528 | 0.5 | 0 | 0.554 | 0.008 | 0.392 | 0.21 | 0.57 | 0.004
| 0.528 | 0.529 | 0.004 | 0.634 | 0.021 | 0.54 | 0.229 | 0.681 | 0.005
| 0.528 | 0.468 | 0.012 | 0.676 | 0.039 | 0.625 | 0.252 | 0.752 | 0.004
| 0.528 | 0.532 | 0.032 | 0.677 | 0.063 | 0.727 | 0.274 | 0.777 | 0.005
| 0.528 | 0.5 | 0.073 | 0.597 | 0.099 | 0.721 | 0.272 | 0.721 | 0.011
| 0.528 | 0.435 | 0.118 | 0.491 | 0.127 | 0.671 | 0.259 | 0.562 | 0.026
| 0.528 | 0.338 | 0.14 | 0.31 | 0.104 | 0.594 | 0.224 | 0.405 | 0.034
| 0.528 | 0.254 | 0.132 | 0.173 | 0.063 | 0.475 | 0.182 | 0.304 | 0.028
| 0.528 | 0.148 | 0.113 | 0.106 | 0.045 | 0.33 | 0.149 | 0.218 | 0.017
| 0.528 | 0.05 | 0.135 | 0.048 | 0.086 | 0.171 | 0.105 | 0.118 | 0.007
| 0.528 | 0.002 | 0.164 | 0.005 | 0.166 | 0.05 | 0.066 | 0.027 | 0.004
| 0.528 | 0 | 0.164 | 0 | 0.287 | 0.001 | 0.059 | 0 | 0.002
| 0.528 | 0 | 0.143 | 0 | 0.429 | 0 | 0.054 | 0 | 0.001
| 0.528 | 0 | 0.117 | 0 | 0.463 | 0 | 0.035 | 0 | 0.001
| 0.528 | 0 | 0.107 | 0 | 0.378 | 0 | 0.02 | 0 | 0
| 0.528 | 0 | 0.112 | 0 | 0.345 | 0 | 0.015 | 0 | 0
| 0.528 | 0 | 0.112 | 0 | 0.314 | 0 | 0.019 | 0 | 0
| 0.528 | 0 | 0.101 | 0 | 0.3 | 0 | 0.023 | 0 | 0
| 0.528 | 0 | 0.083 | 0 | 0.265 | 0 | 0.02 | 0 | 0
| 0.528 | 0 | 0.07 | 0 | 0.238 | 0 | 0.024 | 0 | 0
| 0.528 | 0.022 | 0.061 | 0.037 | 0.152 | 0.002 | 0.03 | 0.007 | 0
| 0.528 | 0.088 | 0.043 | 0.14 | 0.039 | 0.02 | 0.032 | 0.065 | 0
| 0.528 | 0.183 | 0.007 | 0.297 | 0.217 | 0.043 | 0.02 | 0.173 | 0
| 0.528 | 0.28 | 0.002 | 0.431 | 0.294 | 0.081 | 0.027 | 0.33 | 0
| 0.528 | 0.361 | 0.003 | 0.504 | 0.238 | 0.119 | 0.048 | 0.507 | 0.001
| 0.528 | 0.418 | 0.013 | 0.588 | 0.195 | 0.151 | 0.082 | 0.606 | 0.005
| 0.528 | 0.441 | 0.022 | 0.699 | 0.161 | 0.192 | 0.109 | 0.653 | 0.013
| 0.528 | 0.429 | 0.037 | 0.699 | 0.126 | 0.264 | 0.142 | 0.625 | 0.019
| 0.528 | 0.573 | 0.058 | 0.657 | 0.087 | 0.323 | 0.167 | 0.456 | 0.025
| 0.528 | 0.493 | 0.078 | 0.598 | 0.058 | 0.331 | 0.179 | 0.42 | 0.025
| 0.528 | 0.381 | 0.094 | 0.491 | 0.047 | 0.278 | 0.173 | 0.269 | 0.024
| 0.528 | 0.257 | 0.103 | 0.344 | 0.039 | 0.224 | 0.154 | 0.122 | 0.018
| 0.528 | 0.138 | 0.058 | 0.174 | 0.036 | 0.178 | 0.133 | 0.144 | 0.011
| 0.528 | 0.045 | 0.05 | 0.052 | 0.073 | 0.121 | 0.095 | 0.114 | 0.006
| 0.528 | 0.001 | 0.056 | 0.005 | 0.144 | 0.035 | 0.059 | 0.024 | 0.002
| 0.528 | 0 | 0.065 | 0 | 0.181 | 0 | 0.056 | 0 | 0.001
| 0.528 | 0 | 0.078 | 0 | 0.2 | 0 | 0.05 | 0 | 0
| 0.528 | 0 | 0.089 | 0 | 0.222 | 0 | 0.04 | 0 | 0
| 0.528 | 0 | 0.093 | 0 | 0.17 | 0 | 0.043 | 0 | 0
| 0.528 | 0 | 0.074 | 0 | 0.11 | 0 | 0.034 | 0 | 0
| 0.528 | 0 | 0.06 | 0 | 0.065 | 0 | 0.022 | 0 | 0
| 0.528 | 0 | 0.063 | 0 | 0.031 | 0 | 0.019 | 0 | 0
| 0.528 | 0 | 0.069 | 0 | 0.02 | 0 | 0.026 | 0 | 0
| 0.528 | 0 | 0.077 | 0 | 0.021 | 0 | 0.035 | 0 | 0
| 0.528 | 0.021 | 0.086 | 0.019 | 0.029 | 0 | 0.035 | 0.004 | 0
| 0.528 | 0.087 | 0.074 | 0.05 | 0.018 | 0.017 | 0.035 | 0.047 | 0
| 0.528 | 0.187 | 0.028 | 0.193 | 0.006 | 0.039 | 0.029 | 0.14 | 0
| 0.528 | 0.296 | 0.035 | 0.299 | 0.045 | 0.056 | 0.023 | 0.332 | 0
| 0.528 | 0.397 | 0.045 | 0.417 | 0.049 | 0.095 | 0.032 | 0.504 | 0
| 0.528 | 0.64 | 0.034 | 0.484 | 0.031 | 0.293 | 0.105 | 0.593 | 0
| 0.528 | 0.679 | 0.015 | 0.548 | 0.024 | 0.465 | 0.141 | 0.64 | 0.002
| 0.528 | 0.676 | 0.004 | 0.531 | 0.024 | 0.369 | 0.134 | 0.664 | 0.007
| 0.528 | 0.671 | 0.002 | 0.477 | 0.015 | 0.378 | 0.139 | 0.566 | 0.011
| 0.528 | 0.589 | 0.001 | 0.467 | 0.013 | 0.337 | 0.153 | 0.513 | 0.01
| 0.528 | 0.466 | 0.002 | 0.404 | 0.017 | 0.238 | 0.143 | 0.475 | 0.008
| 0.528 | 0.311 | 0.002 | 0.295 | 0.026 | 0.125 | 0.102 | 0.362 | 0.006
| 0.528 | 0.161 | 0.002 | 0.17 | 0.041 | 0.075 | 0.058 | 0.193 | 0.004
| 0.528 | 0.048 | 0.001 | 0.056 | 0.088 | 0.042 | 0.038 | 0.083 | 0.002
| 0.528 | 0.001 | 0 | 0.005 | 0.168 | 0.017 | 0.034 | 0.017 | 0
| 0.528 | 0 | 0 | 0 | 0.182 | 0 | 0.037 | 0 | 0
| 0.528 | 0 | 0 | 0 | 0.145 | 0 | 0.038 | 0 | 0
| 0.528 | 0 | 0 | 0 | 0.096 | 0 | 0.042 | 0 | 0
| 0.528 | 0 | 0.001 | 0 | 0.055 | 0 | 0.046 | 0 | 0
| 0.528 | 0 | 0.007 | 0 | 0.028 | 0 | 0.055 | 0 | 0
| 0.528 | 0 | 0.015 | 0 | 0.004 | 0 | 0.068 | 0 | 0
| 0.528 | 0 | 0.022 | 0 | 0 | 0 | 0.066 | 0 | 0
| 0.528 | 0 | 0.025 | 0 | 0 | 0 | 0.065 | 0 | 0
| 0.528 | 0 | 0.023 | 0 | 0.006 | 0 | 0.071 | 0 | 0
| 0.528 | 0.025 | 0.013 | 0.033 | 0.04 | 0.003 | 0.07 | 0.005 | 0
| 0.528 | 0.106 | 0.001 | 0.12 | 0.015 | 0.037 | 0.061 | 0.055 | 0
| 0.528 | 0.231 | 0 | 0.254 | 0.017 | 0.074 | 0.053 | 0.154 | 0
| 0.528 | 0.36 | 0 | 0.401 | 0.068 | 0.114 | 0.063 | 0.303 | 0.002
| 0.528 | 0.466 | 0.001 | 0.508 | 0.076 | 0.158 | 0.12 | 0.468 | 0.005
| 0.528 | 0.533 | 0.003 | 0.617 | 0.049 | 0.191 | 0.133 | 0.599 | 0.008
| 0.528 | 0.585 | 0.005 | 0.638 | 0.019 | 0.209 | 0.142 | 0.642 | 0.011
| 0.528 | 0.568 | 0.008 | 0.619 | 0.004 | 0.176 | 0.134 | 0.633 | 0.016
| 0.528 | 0.468 | 0.016 | 0.533 | 0.002 | 0.143 | 0.118 | 0.583 | 0.023
| 0.528 | 0.359 | 0.023 | 0.441 | 0.002 | 0.134 | 0.105 | 0.499 | 0.03
| 0.528 | 0.259 | 0.028 | 0.331 | 0.002 | 0.129 | 0.098 | 0.402 | 0.031
| 0.528 | 0.178 | 0.035 | 0.203 | 0.002 | 0.161 | 0.112 | 0.224 | 0.027
| 0.528 | 0.099 | 0.03 | 0.09 | 0.004 | 0.166 | 0.119 | 0.095 | 0.019
| 0.528 | 0.032 | 0.067 | 0.029 | 0.058 | 0.126 | 0.118 | 0.034 | 0.011
| 0.528 | 0 | 0.116 | 0.001 | 0.109 | 0.042 | 0.108 | 0.006 | 0.006
| 0.528 | 0 | 0.147 | 0 | 0.091 | 0.001 | 0.154 | 0 | 0.009
| 0.528 | 0 | 0.187 | 0 | 0.076 | 0 | 0.168 | 0 | 0.014
| 0.528 | 0 | 0.205 | 0 | 0.103 | 0 | 0.165 | 0 | 0.012
| 0.528 | 0 | 0.208 | 0 | 0.145 | 0 | 0.155 | 0 | 0.009
| 0.528 | 0 | 0.225 | 0 | 0.207 | 0 | 0.153 | 0 | 0.008
| 0.528 | 0 | 0.216 | 0 | 0.213 | 0 | 0.118 | 0 | 0.005
| 0.528 | 0 | 0.174 | 0 | 0.261 | 0 | 0.085 | 0 | 0.003
| 0.528 | 0 | 0.152 | 0 | 0.346 | 0 | 0.068 | 0 | 0.001
| 0.528 | 0 | 0.176 | 0 | 0.352 | 0 | 0.059 | 0 | 0
| 0.528 | 0.013 | 0.117 | 0.029 | 0.33 | 0.003 | 0.046 | 0.003 | 0
| 0.528 | 0.058 | 0.072 | 0.119 | 0.402 | 0.05 | 0.043 | 0.051 | 0
| 0.528 | 0.121 | 0.069 | 0.279 | 0.566 | 0.179 | 0.035 | 0.134 | 0.001
| 0.528 | 0.211 | 0.069 | 0.444 | 0.658 | 0.354 | 0.054 | 0.221 | 0.002
| 0.528 | 0.336 | 0.057 | 0.581 | 0.682 | 0.504 | 0.061 | 0.314 | 0.004
| 0.528 | 0.419 | 0.047 | 0.675 | 0.639 | 0.58 | 0.074 | 0.389 | 0.007
| 0.528 | 0.483 | 0.055 | 0.732 | 0.594 | 0.556 | 0.1 | 0.601 | 0.012
| 0.528 | 0.523 | 0.077 | 0.744 | 0.558 | 0.396 | 0.121 | 0.752 | 0.02
| 0.528 | 0.564 | 0.097 | 0.706 | 0.475 | 0.43 | 0.135 | 0.78 | 0.026
| 0.528 | 0.519 | 0.122 | 0.606 | 0.376 | 0.431 | 0.153 | 0.722 | 0.028
| 0.528 | 0.409 | 0.143 | 0.489 | 0.308 | 0.435 | 0.179 | 0.604 | 0.032
| 0.528 | 0.277 | 0.152 | 0.356 | 0.245 | 0.204 | 0.182 | 0.421 | 0.04
| 0.528 | 0.149 | 0.133 | 0.198 | 0.197 | 0.092 | 0.139 | 0.198 | 0.041
| 0.528 | 0.044 | 0.222 | 0.057 | 0.27 | 0.05 | 0.108 | 0.056 | 0.031
| 0.528 | 0 | 0.358 | 0.004 | 0.386 | 0.018 | 0.111 | 0.006 | 0.022
| 0.528 | 0 | 0.419 | 0 | 0.401 | 0 | 0.12 | 0 | 0.014
| 0.528 | 0 | 0.422 | 0 | 0.345 | 0 | 0.118 | 0 | 0.008
| 0.528 | 0 | 0.391 | 0 | 0.273 | 0 | 0.098 | 0 | 0.005
| 0.528 | 0 | 0.333 | 0 | 0.228 | 0 | 0.09 | 0 | 0.004
| 0.528 | 0 | 0.264 | 0 | 0.22 | 0 | 0.083 | 0 | 0.004
| 0.528 | 0 | 0.224 | 0 | 0.208 | 0 | 0.073 | 0 | 0.003
| 0.528 | 0 | 0.214 | 0 | 0.208 | 0 | 0.068 | 0 | 0.001
| 0.528 | 0 | 0.208 | 0 | 0.223 | 0 | 0.07 | 0 | 0.001
| 0.528 | 0 | 0.204 | 0 | 0.247 | 0 | 0.083 | 0 | 0.002
| 0.528 | 0.025 | 0.155 | 0.03 | 0.239 | 0 | 0.095 | 0 | 0.002
| 0.528 | 0.117 | 0.058 | 0.127 | 0.095 | 0.02 | 0.099 | 0.028 | 0.001
| 0.528 | 0.264 | 0.086 | 0.272 | 0.108 | 0.038 | 0.113 | 0.099 | 0.002
| 0.528 | 0.417 | 0.174 | 0.389 | 0.287 | 0.063 | 0.147 | 0.19 | 0.005
| 0.528 | 0.547 | 0.244 | 0.474 | 0.289 | 0.087 | 0.181 | 0.165 | 0.007
| 0.528 | 0.682 | 0.268 | 0.523 | 0.231 | 0.096 | 0.214 | 0.149 | 0.013
| 0.528 | 0.718 | 0.27 | 0.627 | 0.184 | 0.135 | 0.252 | 0.205 | 0.02
| 0.528 | 0.712 | 0.272 | 0.685 | 0.151 | 0.144 | 0.3 | 0.233 | 0.027
| 0.528 | 0.681 | 0.272 | 0.495 | 0.099 | 0.183 | 0.332 | 0.145 | 0.032
| 0.528 | 0.603 | 0.278 | 0.222 | 0.061 | 0.183 | 0.36 | 0.105 | 0.037
| 0.528 | 0.477 | 0.293 | 0.145 | 0.039 | 0.145 | 0.332 | 0.077 | 0.041
| 0.528 | 0.298 | 0.28 | 0.094 | 0.024 | 0.164 | 0.325 | 0.106 | 0.05
| 0.528 | 0.165 | 0.283 | 0.042 | 0.015 | 0.125 | 0.285 | 0.066 | 0.043
| 0.528 | 0.047 | 0.395 | 0.011 | 0.007 | 0.066 | 0.263 | 0.015 | 0.013
| 0.528 | 0 | 0.513 | 0 | 0.005 | 0.019 | 0.27 | 0 | 0.005
| 0.528 | 0 | 0.488 | 0 | 0.009 | 0 | 0.352 | 0 | 0.009
| 0.528 | 0 | 0.432 | 0 | 0.064 | 0 | 0.376 | 0 | 0.017
| 0.528 | 0 | 0.397 | 0 | 0.196 | 0 | 0.372 | 0 | 0.014
| 0.528 | 0 | 0.382 | 0 | 0.275 | 0 | 0.341 | 0 | 0.021
| 0.528 | 0 | 0.346 | 0 | 0.231 | 0 | 0.308 | 0 | 0.027
| 0.528 | 0 | 0.304 | 0 | 0.193 | 0 | 0.278 | 0 | 0.024
| 0.528 | 0 | 0.254 | 0 | 0.157 | 0 | 0.231 | 0 | 0.029
| 0.528 | 0 | 0.223 | 0 | 0.181 | 0 | 0.201 | 0 | 0.041
| 0.528 | 0 | 0.233 | 0 | 0.218 | 0 | 0.185 | 0 | 0.049
| 0.528 | 0.004 | 0.303 | 0.019 | 0.259 | 0 | 0.173 | 0 | 0.043
| 0.528 | 0.024 | 0.347 | 0.073 | 0.223 | 0.031 | 0.143 | 0.034 | 0.03
| 0.528 | 0.058 | 0.376 | 0.114 | 0.229 | 0.107 | 0.143 | 0.091 | 0.053
| 0.528 | 0.104 | 0.43 | 0.152 | 0.239 | 0.222 | 0.191 | 0.132 | 0.055
| 0.528 | 0.169 | 0.469 | 0.249 | 0.38 | 0.322 | 0.201 | 0.146 | 0.045
| 0.528 | 0.254 | 0.523 | 0.57 | 0.472 | 0.549 | 0.221 | 0.22 | 0.054
| 0.528 | 0.464 | 0.581 | 0.711 | 0.476 | 0.641 | 0.246 | 0.372 | 0.069
| 0.528 | 0.668 | 0.62 | 0.675 | 0.459 | 0.638 | 0.264 | 0.555 | 0.086
| 0.528 | 0.506 | 0.633 | 0.564 | 0.442 | 0.603 | 0.289 | 0.652 | 0.1
| 0.528 | 0.33 | 0.59 | 0.447 | 0.419 | 0.522 | 0.306 | 0.635 | 0.11
| 0.528 | 0.33 | 0.57 | 0.391 | 0.404 | 0.441 | 0.298 | 0.517 | 0.112
| 0.528 | 0.224 | 0.525 | 0.297 | 0.364 | 0.342 | 0.264 | 0.298 | 0.09
| 0.528 | 0.108 | 0.433 | 0.164 | 0.298 | 0.233 | 0.223 | 0.198 | 0.061
| 0.528 | 0.028 | 0.389 | 0.055 | 0.328 | 0.11 | 0.14 | 0.086 | 0.034
| 0.528 | 0 | 0.376 | 0.003 | 0.447 | 0.031 | 0.105 | 0.01 | 0.02
| 0.528 | 0 | 0.356 | 0 | 0.452 | 0 | 0.109 | 0 | 0.028
| 0.528 | 0 | 0.3 | 0 | 0.414 | 0 | 0.095 | 0 | 0.032
| 0.528 | 0 | 0.267 | 0 | 0.334 | 0 | 0.093 | 0 | 0.03
| 0.528 | 0 | 0.238 | 0 | 0.27 | 0 | 0.089 | 0 | 0.028
| 0.528 | 0 | 0.206 | 0 | 0.264 | 0 | 0.084 | 0 | 0.021
| 0.528 | 0 | 0.186 | 0 | 0.269 | 0 | 0.074 | 0 | 0.014
| 0.528 | 0 | 0.19 | 0 | 0.334 | 0 | 0.067 | 0 | 0.01
| 0.528 | 0 | 0.167 | 0 | 0.325 | 0 | 0.058 | 0 | 0.007
| 0.528 | 0 | 0.152 | 0 | 0.344 | 0 | 0.053 | 0 | 0.005
| 0.528 | 0.022 | 0.114 | 0.028 | 0.293 | 0 | 0.05 | 0.002 | 0.005
| 0.528 | 0.107 | 0.03 | 0.112 | 0.209 | 0.027 | 0.041 | 0.052 | 0.005
| 0.528 | 0.237 | 0.01 | 0.231 | 0.368 | 0.09 | 0.037 | 0.164 | 0.006
| 0.528 | 0.366 | 0.011 | 0.321 | 0.42 | 0.199 | 0.044 | 0.358 | 0.007
| 0.528 | 0.438 | 0.015 | 0.359 | 0.395 | 0.285 | 0.094 | 0.539 | 0.009
| 0.528 | 0.458 | 0.031 | 0.302 | 0.375 | 0.403 | 0.145 | 0.68 | 0.011
| 0.528 | 0.473 | 0.053 | 0.269 | 0.282 | 0.396 | 0.135 | 0.747 | 0.017
| 0.528 | 0.469 | 0.069 | 0.186 | 0.168 | 0.46 | 0.126 | 0.748 | 0.023
| 0.528 | 0.503 | 0.076 | 0.163 | 0.092 | 0.473 | 0.113 | 0.744 | 0.026
| 0.528 | 0.434 | 0.072 | 0.156 | 0.037 | 0.393 | 0.097 | 0.679 | 0.022
| 0.528 | 0.318 | 0.064 | 0.157 | 0.012 | 0.324 | 0.079 | 0.581 | 0.018
| 0.528 | 0.208 | 0.046 | 0.152 | 0.004 | 0.234 | 0.058 | 0.429 | 0.014
| 0.528 | 0.114 | 0.031 | 0.094 | 0.001 | 0.147 | 0.036 | 0.231 | 0.01
| 0.528 | 0.032 | 0.035 | 0.034 | 0 | 0.082 | 0.02 | 0.105 | 0.007
| 0.528 | 0 | 0.046 | 0 | 0.001 | 0.026 | 0.026 | 0.015 | 0.006
| 0.528 | 0 | 0.061 | 0 | 0.001 | 0 | 0.031 | 0 | 0.003
| 0.528 | 0 | 0.076 | 0 | 0.001 | 0 | 0.029 | 0 | 0.003
| 0.528 | 0 | 0.09 | 0 | 0.002 | 0 | 0.024 | 0 | 0.002
| 0.528 | 0 | 0.086 | 0 | 0.005 | 0 | 0.02 | 0 | 0.001
| 0.528 | 0 | 0.055 | 0 | 0.002 | 0 | 0.016 | 0 | 0.001
| 0.528 | 0 | 0.023 | 0 | 0.005 | 0 | 0.014 | 0 | 0.001
| 0.528 | 0 | 0.005 | 0 | 0.017 | 0 | 0.014 | 0 | 0.001
| 0.528 | 0 | 0.001 | 0 | 0.021 | 0 | 0.012 | 0 | 0.001
| 0.528 | 0 | 0 | 0 | 0.032 | 0 | 0.011 | 0 | 0.002
| 0.528 | 0.02 | 0 | 0.003 | 0.043 | 0.001 | 0.009 | 0.002 | 0.004
| 0.528 | 0.102 | 0 | 0.027 | 0.031 | 0.042 | 0.006 | 0.051 | 0.005
| 0.528 | 0.276 | 0.001 | 0.101 | 0.019 | 0.141 | 0.003 | 0.225 | 0.002
| 0.528 | 0.432 | 0.002 | 0.192 | 0.011 | 0.27 | 0.014 | 0.416 | 0.002
| 0.528 | 0.479 | 0.001 | 0.299 | 0.007 | 0.37 | 0.015 | 0.574 | 0.002
| 0.528 | 0.571 | 0.001 | 0.383 | 0.005 | 0.452 | 0.011 | 0.69 | 0.002
| 0.528 | 0.65 | 0 | 0.483 | 0.003 | 0.518 | 0.007 | 0.729 | 0.001
| 0.528 | 0.614 | 0 | 0.532 | 0.003 | 0.49 | 0.005 | 0.745 | 0
| 0.528 | 0.534 | 0 | 0.576 | 0.002 | 0.439 | 0.003 | 0.718 | 0
| 0.528 | 0.424 | 0.004 | 0.56 | 0.002 | 0.398 | 0.003 | 0.67 | 0
| 0.528 | 0.291 | 0.018 | 0.466 | 0.003 | 0.34 | 0.003 | 0.563 | 0
| 0.528 | 0.195 | 0.043 | 0.335 | 0.004 | 0.264 | 0.004 | 0.395 | 0
| 0.528 | 0.105 | 0.06 | 0.174 | 0.005 | 0.148 | 0.004 | 0.248 | 0
| 0.528 | 0.031 | 0.078 | 0.047 | 0.01 | 0.078 | 0.006 | 0.104 | 0
| 0.528 | 0 | 0.133 | 0.001 | 0.021 | 0.02 | 0.006 | 0.013 | 0
| 0.528 | 0 | 0.164 | 0 | 0.038 | 0 | 0.005 | 0 | 0
| 0.528 | 0 | 0.138 | 0 | 0.048 | 0 | 0.005 | 0 | 0
| 0.528 | 0 | 0.093 | 0 | 0.055 | 0 | 0.004 | 0 | 0
| 0.528 | 0 | 0.082 | 0 | 0.062 | 0 | 0.003 | 0 | 0
| 0.528 | 0 | 0.051 | 0 | 0.069 | 0 | 0.003 | 0 | 0.001
| 0.528 | 0 | 0.046 | 0 | 0.062 | 0 | 0.002 | 0 | 0.003
| 0.528 | 0 | 0.051 | 0 | 0.048 | 0 | 0.003 | 0 | 0.005
| 0.528 | 0 | 0.055 | 0 | 0.032 | 0 | 0.003 | 0 | 0.008
| 0.528 | 0 | 0.055 | 0 | 0.02 | 0 | 0.004 | 0 | 0.012
| 0.528 | 0.016 | 0.041 | 0.023 | 0.014 | 0 | 0.005 | 0.001 | 0.016
| 0.528 | 0.101 | 0.067 | 0.107 | 0.002 | 0.031 | 0.004 | 0.051 | 0.018
| 0.528 | 0.249 | 0.108 | 0.24 | 0 | 0.097 | 0.002 | 0.193 | 0.009
| 0.528 | 0.418 | 0.126 | 0.377 | 0.005 | 0.22 | 0.003 | 0.364 | 0.008
| 0.528 | 0.566 | 0.138 | 0.508 | 0.006 | 0.359 | 0.004 | 0.54 | 0.013
| 0.528 | 0.673 | 0.139 | 0.631 | 0.005 | 0.522 | 0.002 | 0.675 | 0.009
| 0.528 | 0.739 | 0.133 | 0.688 | 0.003 | 0.588 | 0.001 | 0.745 | 0.005
| 0.528 | 0.74 | 0.13 | 0.703 | 0.003 | 0.581 | 0 | 0.757 | 0.003
| 0.528 | 0.704 | 0.134 | 0.66 | 0.002 | 0.553 | 0 | 0.675 | 0.002
| 0.528 | 0.631 | 0.144 | 0.596 | 0.002 | 0.449 | 0 | 0.54 | 0.001
| 0.528 | 0.513 | 0.145 | 0.486 | 0.002 | 0.401 | 0 | 0.402 | 0
| 0.528 | 0.359 | 0.143 | 0.34 | 0.002 | 0.341 | 0 | 0.299 | 0.001
| 0.528 | 0.177 | 0.131 | 0.175 | 0.002 | 0.236 | 0 | 0.217 | 0.001
| 0.528 | 0.035 | 0.124 | 0.043 | 0.006 | 0.121 | 0 | 0.089 | 0.002
| 0.528 | 0 | 0.168 | 0.001 | 0.018 | 0.03 | 0 | 0.009 | 0.002
| 0.528 | 0 | 0.161 | 0 | 0.055 | 0 | 0 | 0 | 0.003
| 0.528 | 0 | 0.103 | 0 | 0.128 | 0 | 0 | 0 | 0.003
| 0.528 | 0 | 0.063 | 0 | 0.23 | 0 | 0 | 0 | 0.003
| 0.528 | 0 | 0.035 | 0 | 0.294 | 0 | 0 | 0 | 0.004
| 0.528 | 0 | 0.017 | 0 | 0.3 | 0 | 0 | 0 | 0.006
| 0.528 | 0 | 0.012 | 0 | 0.233 | 0 | 0.001 | 0 | 0.009
| 0.528 | 0 | 0.015 | 0 | 0.154 | 0 | 0.003 | 0 | 0.011
| 0.528 | 0 | 0.023 | 0 | 0.101 | 0 | 0.005 | 0 | 0.011
| 0.528 | 0 | 0.031 | 0 | 0.064 | 0 | 0.008 | 0 | 0.012
| 0.528 | 0.018 | 0.035 | 0.021 | 0.046 | 0 | 0.012 | 0.001 | 0.016
| 0.528 | 0.127 | 0.011 | 0.123 | 0.006 | 0.029 | 0.013 | 0.047 | 0.017
| 0.528 | 0.319 | 0.049 | 0.298 | 0.001 | 0.116 | 0.006 | 0.176 | 0.007
| 0.528 | 0.502 | 0.054 | 0.466 | 0.032 | 0.265 | 0.001 | 0.35 | 0.01
| 0.528 | 0.646 | 0.04 | 0.6 | 0.026 | 0.409 | 0.009 | 0.452 | 0.015
| 0.528 | 0.743 | 0.027 | 0.695 | 0.015 | 0.517 | 0.011 | 0.504 | 0.009
| 0.528 | 0.792 | 0.021 | 0.744 | 0.008 | 0.533 | 0.015 | 0.595 | 0.003
| 0.528 | 0.795 | 0.017 | 0.749 | 0.004 | 0.527 | 0.02 | 0.651 | 0.001
| 0.528 | 0.751 | 0.011 | 0.708 | 0.005 | 0.523 | 0.025 | 0.608 | 0
| 0.528 | 0.665 | 0.008 | 0.628 | 0.009 | 0.447 | 0.025 | 0.549 | 0
| 0.528 | 0.534 | 0.005 | 0.507 | 0.024 | 0.36 | 0.021 | 0.454 | 0
| 0.528 | 0.362 | 0.007 | 0.346 | 0.062 | 0.263 | 0.017 | 0.295 | 0
| 0.528 | 0.179 | 0.014 | 0.179 | 0.098 | 0.15 | 0.011 | 0.167 | 0
| 0.528 | 0.035 | 0.037 | 0.044 | 0.247 | 0.067 | 0.006 | 0.063 | 0
| 0.528 | 0 | 0.072 | 0 | 0.466 | 0.013 | 0.002 | 0.006 | 0
| 0.528 | 0 | 0.085 | 0 | 0.491 | 0 | 0.002 | 0 | 0
| 0.528 | 0 | 0.084 | 0 | 0.398 | 0 | 0.002 | 0 | 0
| 0.528 | 0 | 0.073 | 0 | 0.322 | 0 | 0.002 | 0 | 0
| 0.528 | 0 | 0.047 | 0 | 0.249 | 0 | 0.001 | 0 | 0
| 0.528 | 0 | 0.017 | 0 | 0.189 | 0 | 0.001 | 0 | 0
| 0.528 | 0 | 0.002 | 0 | 0.139 | 0 | 0.001 | 0 | 0
| 0.528 | 0 | 0 | 0 | 0.112 | 0 | 0.002 | 0 | 0
| 0.528 | 0 | 0 | 0 | 0.086 | 0 | 0.002 | 0 | 0
| 0.528 | 0 | 0 | 0 | 0.055 | 0 | 0.003 | 0 | 0
| 0.528 | 0.018 | 0 | 0.021 | 0.03 | 0 | 0.005 | 0 | 0
| 0.528 | 0.126 | 0 | 0.114 | 0.009 | 0.013 | 0.006 | 0.021 | 0
| 0.528 | 0.311 | 0 | 0.249 | 0.021 | 0.069 | 0.006 | 0.097 | 0
| 0.528 | 0.462 | 0.001 | 0.353 | 0.046 | 0.17 | 0.01 | 0.178 | 0.003
| 0.528 | 0.521 | 0 | 0.431 | 0.079 | 0.286 | 0.02 | 0.239 | 0.006
| 0.528 | 0.516 | 0 | 0.471 | 0.105 | 0.344 | 0.023 | 0.255 | 0.004
| 0.528 | 0.51 | 0 | 0.448 | 0.105 | 0.42 | 0.015 | 0.256 | 0.002
| 0.528 | 0.491 | 0 | 0.39 | 0.088 | 0.436 | 0.009 | 0.239 | 0.002
| 0.528 | 0.403 | 0 | 0.308 | 0.068 | 0.425 | 0.004 | 0.262 | 0.001
| 0.528 | 0.313 | 0 | 0.222 | 0.053 | 0.401 | 0.003 | 0.228 | 0
| 0.528 | 0.205 | 0 | 0.152 | 0.064 | 0.366 | 0.004 | 0.179 | 0
| 0.528 | 0.118 | 0 | 0.099 | 0.124 | 0.304 | 0.004 | 0.143 | 0
| 0.528 | 0.059 | 0 | 0.055 | 0.205 | 0.193 | 0.002 | 0.096 | 0
| 0.528 | 0.018 | 0.006 | 0.02 | 0.239 | 0.082 | 0 | 0.049 | 0
| 0.528 | 0 | 0.014 | 0 | 0.195 | 0.019 | 0 | 0.004 | 0
| 0.528 | 0 | 0.015 | 0 | 0.108 | 0 | 0 | 0 | 0
| 0.528 | 0 | 0.009 | 0 | 0.053 | 0 | 0 | 0 | 0
| 0.528 | 0 | 0.004 | 0 | 0.033 | 0 | 0 | 0 | 0
| 0.528 | 0 | 0.001 | 0 | 0.024 | 0 | 0 | 0 | 0
| 0.528 | 0 | 0 | 0 | 0.023 | 0 | 0.001 | 0 | 0
| 0.528 | 0 | 0 | 0 | 0.023 | 0 | 0.002 | 0 | 0
| 0.528 | 0 | 0.002 | 0 | 0.021 | 0 | 0.004 | 0 | 0.001
| 0.528 | 0 | 0.008 | 0 | 0.019 | 0 | 0.007 | 0 | 0.001
| 0.528 | 0 | 0.011 | 0 | 0.015 | 0 | 0.011 | 0 | 0.001
| 0.528 | 0.012 | 0.01 | 0.019 | 0.012 | 0 | 0.015 | 0 | 0.001
| 0.528 | 0.12 | 0.002 | 0.116 | 0.003 | 0.028 | 0.021 | 0.035 | 0.001
| 0.528 | 0.301 | 0 | 0.282 | 0 | 0.131 | 0.014 | 0.124 | 0.001
| 0.528 | 0.475 | 0 | 0.446 | 0 | 0.274 | 0.041 | 0.318 | 0.001
| 0.528 | 0.615 | 0 | 0.576 | 0 | 0.257 | 0.085 | 0.458 | 0.005
| 0.528 | 0.703 | 0 | 0.669 | 0 | 0.193 | 0.101 | 0.38 | 0.01
| 0.528 | 0.752 | 0 | 0.717 | 0 | 0.254 | 0.123 | 0.319 | 0.016
| 0.528 | 0.756 | 0 | 0.722 | 0 | 0.336 | 0.161 | 0.27 | 0.019
| 0.528 | 0.712 | 0 | 0.669 | 0 | 0.335 | 0.188 | 0.131 | 0.017
| 0.528 | 0.628 | 0 | 0.586 | 0.001 | 0.327 | 0.2 | 0.118 | 0.014
| 0.528 | 0.499 | 0.001 | 0.432 | 0.004 | 0.235 | 0.192 | 0.11 | 0.015
| 0.528 | 0.331 | 0.005 | 0.249 | 0.019 | 0.141 | 0.162 | 0.093 | 0.017
| 0.528 | 0.16 | 0.009 | 0.103 | 0.07 | 0.088 | 0.126 | 0.045 | 0.003
| 0.528 | 0.029 | 0.011 | 0.024 | 0.256 | 0.037 | 0.088 | 0.011 | 0.001
| 0.528 | 0 | 0.042 | 0 | 0.382 | 0.007 | 0.072 | 0 | 0.002
| 0.528 | 0 | 0.096 | 0 | 0.278 | 0 | 0.068 | 0 | 0.002
| 0.528 | 0 | 0.138 | 0 | 0.199 | 0 | 0.058 | 0 | 0.002
| 0.528 | 0 | 0.177 | 0 | 0.184 | 0 | 0.057 | 0 | 0.003
| 0.528 | 0 | 0.221 | 0 | 0.179 | 0 | 0.072 | 0 | 0.001
| 0.528 | 0 | 0.261 | 0 | 0.167 | 0 | 0.094 | 0 | 0
| 0.528 | 0 | 0.317 | 0 | 0.212 | 0 | 0.095 | 0 | 0
| 0.528 | 0 | 0.369 | 0 | 0.233 | 0 | 0.083 | 0 | 0
| 0.528 | 0 | 0.354 | 0 | 0.243 | 0 | 0.069 | 0 | 0.001
| 0.528 | 0 | 0.327 | 0 | 0.285 | 0 | 0.074 | 0 | 0.001
| 0.528 | 0.004 | 0.26 | 0.01 | 0.248 | 0 | 0.08 | 0 | 0
| 0.528 | 0.061 | 0.119 | 0.086 | 0.058 | 0.018 | 0.069 | 0.014 | 0
| 0.528 | 0.191 | 0.167 | 0.261 | 0.06 | 0.053 | 0.051 | 0.045 | 0
| 0.528 | 0.382 | 0.275 | 0.433 | 0.3 | 0.137 | 0.055 | 0.072 | 0
| 0.528 | 0.523 | 0.26 | 0.565 | 0.307 | 0.237 | 0.08 | 0.108 | 0.002
| 0.528 | 0.569 | 0.204 | 0.647 | 0.274 | 0.243 | 0.097 | 0.162 | 0.005
| 0.528 | 0.62 | 0.177 | 0.688 | 0.245 | 0.256 | 0.112 | 0.173 | 0.01
| 0.528 | 0.628 | 0.178 | 0.646 | 0.26 | 0.227 | 0.128 | 0.124 | 0.014
| 0.528 | 0.592 | 0.219 | 0.583 | 0.252 | 0.242 | 0.153 | 0.094 | 0.015
| 0.528 | 0.447 | 0.283 | 0.372 | 0.21 | 0.332 | 0.202 | 0.082 | 0.014
| 0.528 | 0.327 | 0.328 | 0.234 | 0.148 | 0.315 | 0.241 | 0.065 | 0.008
| 0.528 | 0.207 | 0.342 | 0.127 | 0.09 | 0.218 | 0.251 | 0.056 | 0.004
| 0.528 | 0.049 | 0.3 | 0.057 | 0.078 | 0.135 | 0.227 | 0.043 | 0.003
| 0.528 | 0.005 | 0.305 | 0.015 | 0.068 | 0.054 | 0.167 | 0.013 | 0.003
| 0.528 | 0 | 0.266 | 0 | 0.065 | 0.022 | 0.16 | 0.001 | 0.002
| 0.528 | 0 | 0.244 | 0 | 0.093 | 0 | 0.204 | 0 | 0.002
| 0.528 | 0 | 0.239 | 0 | 0.121 | 0 | 0.231 | 0 | 0.001
| 0.528 | 0 | 0.241 | 0 | 0.126 | 0 | 0.239 | 0 | 0.002
| 0.528 | 0 | 0.208 | 0 | 0.133 | 0 | 0.184 | 0 | 0.003
| 0.528 | 0 | 0.179 | 0 | 0.178 | 0 | 0.172 | 0 | 0.005
| 0.528 | 0 | 0.161 | 0 | 0.229 | 0 | 0.135 | 0 | 0.006
| 0.528 | 0 | 0.155 | 0 | 0.294 | 0 | 0.115 | 0 | 0.009
| 0.528 | 0 | 0.151 | 0 | 0.343 | 0 | 0.102 | 0 | 0.016
| 0.528 | 0 | 0.158 | 0 | 0.307 | 0 | 0.086 | 0 | 0.02
| 0.528 | 0.009 | 0.144 | 0.013 | 0.255 | 0 | 0.074 | 0 | 0.035
| 0.528 | 0.089 | 0.102 | 0.075 | 0.12 | 0.02 | 0.067 | 0.011 | 0.041
| 0.528 | 0.241 | 0.21 | 0.149 | 0.019 | 0.078 | 0.062 | 0.073 | 0.041
| 0.528 | 0.39 | 0.283 | 0.247 | 0.034 | 0.143 | 0.086 | 0.112 | 0.065
| 0.528 | 0.513 | 0.357 | 0.403 | 0.042 | 0.188 | 0.106 | 0.156 | 0.074
| 0.528 | 0.573 | 0.435 | 0.59 | 0.019 | 0.204 | 0.12 | 0.273 | 0.096
| 0.528 | 0.494 | 0.517 | 0.557 | 0.006 | 0.198 | 0.124 | 0.333 | 0.111
| 0.528 | 0.43 | 0.566 | 0.392 | 0.005 | 0.247 | 0.118 | 0.444 | 0.117
| 0.528 | 0.352 | 0.545 | 0.254 | 0.01 | 0.259 | 0.11 | 0.505 | 0.109
| 0.528 | 0.48 | 0.539 | 0.208 | 0.015 | 0.276 | 0.108 | 0.622 | 0.105
| 0.528 | 0.45 | 0.596 | 0.19 | 0.023 | 0.257 | 0.113 | 0.533 | 0.11
| 0.528 | 0.316 | 0.607 | 0.168 | 0.027 | 0.183 | 0.106 | 0.324 | 0.087
| 0.528 | 0.145 | 0.492 | 0.117 | 0.026 | 0.113 | 0.084 | 0.127 | 0.053
| 0.528 | 0.025 | 0.428 | 0.031 | 0.06 | 0.06 | 0.049 | 0.034 | 0.024
| 0.528 | 0 | 0.448 | 0 | 0.25 | 0.013 | 0.041 | 0 | 0.017
| 0.528 | 0 | 0.413 | 0 | 0.428 | 0 | 0.047 | 0 | 0.013
| 0.528 | 0 | 0.299 | 0 | 0.376 | 0 | 0.041 | 0 | 0.013
| 0.528 | 0 | 0.26 | 0 | 0.31 | 0 | 0.046 | 0 | 0.013
| 0.528 | 0 | 0.19 | 0 | 0.31 | 0 | 0.049 | 0 | 0.012
| 0.528 | 0 | 0.145 | 0 | 0.321 | 0 | 0.047 | 0 | 0.01
| 0.528 | 0 | 0.141 | 0 | 0.346 | 0 | 0.05 | 0 | 0.008
| 0.528 | 0 | 0.18 | 0 | 0.372 | 0 | 0.055 | 0 | 0.006
| 0.528 | 0 | 0.206 | 0 | 0.386 | 0 | 0.058 | 0 | 0.005
| 0.528 | 0 | 0.168 | 0 | 0.395 | 0 | 0.062 | 0 | 0.004
| 0.528 | 0.008 | 0.126 | 0.01 | 0.364 | 0 | 0.068 | 0 | 0.003
| 0.528 | 0.081 | 0.062 | 0.111 | 0.201 | 0.021 | 0.063 | 0.008 | 0.002
| 0.528 | 0.278 | 0.14 | 0.282 | 0.237 | 0.1 | 0.052 | 0.041 | 0.001
| 0.528 | 0.487 | 0.208 | 0.444 | 0.476 | 0.205 | 0.053 | 0.109 | 0.003
| 0.528 | 0.63 | 0.29 | 0.566 | 0.486 | 0.316 | 0.047 | 0.234 | 0.008
| 0.528 | 0.721 | 0.364 | 0.633 | 0.471 | 0.47 | 0.044 | 0.518 | 0.014
| 0.528 | 0.761 | 0.416 | 0.62 | 0.466 | 0.557 | 0.043 | 0.676 | 0.017
| 0.528 | 0.766 | 0.449 | 0.584 | 0.469 | 0.661 | 0.05 | 0.713 | 0.02
| 0.528 | 0.709 | 0.45 | 0.508 | 0.481 | 0.683 | 0.065 | 0.693 | 0.026
| 0.528 | 0.613 | 0.43 | 0.417 | 0.484 | 0.647 | 0.098 | 0.626 | 0.027
| 0.528 | 0.49 | 0.383 | 0.318 | 0.453 | 0.583 | 0.139 | 0.544 | 0.027
| 0.528 | 0.33 | 0.324 | 0.199 | 0.372 | 0.473 | 0.163 | 0.401 | 0.028
| 0.528 | 0.144 | 0.233 | 0.107 | 0.27 | 0.308 | 0.158 | 0.203 | 0.023
| 0.528 | 0.024 | 0.195 | 0.025 | 0.209 | 0.129 | 0.119 | 0.07 | 0.013
| 0.528 | 0 | 0.209 | 0 | 0.216 | 0.019 | 0.092 | 0.003 | 0.009
| 0.528 | 0 | 0.186 | 0 | 0.189 | 0 | 0.082 | 0 | 0.006
| 0.528 | 0 | 0.142 | 0 | 0.152 | 0 | 0.086 | 0 | 0.003
| 0.528 | 0 | 0.112 | 0 | 0.118 | 0 | 0.071 | 0 | 0.001
| 0.528 | 0 | 0.093 | 0 | 0.111 | 0 | 0.056 | 0 | 0
| 0.528 | 0 | 0.076 | 0 | 0.12 | 0 | 0.04 | 0 | 0
| 0.528 | 0 | 0.06 | 0 | 0.155 | 0 | 0.03 | 0 | 0
| 0.528 | 0 | 0.045 | 0 | 0.182 | 0 | 0.036 | 0 | 0
| 0.528 | 0 | 0.033 | 0 | 0.203 | 0 | 0.039 | 0 | 0
| 0.528 | 0 | 0.025 | 0 | 0.221 | 0 | 0.041 | 0 | 0
| 0.528 | 0.007 | 0.018 | 0.008 | 0.195 | 0 | 0.046 | 0 | 0
| 0.528 | 0.1 | 0.013 | 0.107 | 0.059 | 0.011 | 0.046 | 0.019 | 0
| 0.528 | 0.269 | 0.001 | 0.282 | 0.015 | 0.063 | 0.04 | 0.073 | 0
| 0.528 | 0.442 | 0.02 | 0.448 | 0.06 | 0.158 | 0.05 | 0.178 | 0
| 0.528 | 0.586 | 0.043 | 0.587 | 0.088 | 0.329 | 0.048 | 0.353 | 0
| 0.528 | 0.717 | 0.052 | 0.677 | 0.095 | 0.472 | 0.046 | 0.511 | 0.002
| 0.528 | 0.761 | 0.055 | 0.718 | 0.09 | 0.54 | 0.05 | 0.668 | 0.01
| 0.528 | 0.761 | 0.059 | 0.719 | 0.077 | 0.545 | 0.059 | 0.673 | 0.02
| 0.528 | 0.729 | 0.068 | 0.674 | 0.045 | 0.432 | 0.069 | 0.482 | 0.025
| 0.528 | 0.639 | 0.084 | 0.595 | 0.016 | 0.42 | 0.077 | 0.29 | 0.027
| 0.528 | 0.505 | 0.111 | 0.468 | 0.004 | 0.285 | 0.079 | 0.179 | 0.022
| 0.528 | 0.326 | 0.135 | 0.308 | 0.002 | 0.141 | 0.061 | 0.126 | 0.017
| 0.528 | 0.152 | 0.103 | 0.156 | 0.003 | 0.059 | 0.028 | 0.06 | 0.008
| 0.528 | 0.026 | 0.122 | 0.031 | 0.022 | 0.024 | 0.017 | 0.017 | 0.003
| 0.528 | 0 | 0.17 | 0 | 0.1 | 0.003 | 0.016 | 0 | 0.003
| 0.528 | 0 | 0.171 | 0 | 0.153 | 0 | 0.014 | 0 | 0.004
| 0.528 | 0 | 0.156 | 0 | 0.141 | 0 | 0.014 | 0 | 0.004
| 0.528 | 0 | 0.151 | 0 | 0.092 | 0 | 0.017 | 0 | 0.004
| 0.528 | 0 | 0.147 | 0 | 0.067 | 0 | 0.021 | 0 | 0.004
| 0.528 | 0 | 0.14 | 0 | 0.057 | 0 | 0.025 | 0 | 0.005
| 0.528 | 0 | 0.134 | 0 | 0.055 | 0 | 0.025 | 0 | 0.008
| 0.528 | 0 | 0.146 | 0 | 0.046 | 0 | 0.023 | 0 | 0.015
| 0.528 | 0 | 0.192 | 0 | 0.046 | 0 | 0.024 | 0 | 0.02
| 0.528 | 0 | 0.228 | 0 | 0.048 | 0 | 0.024 | 0 | 0.022
| 0.528 | 0 | 0.236 | 0.005 | 0.046 | 0 | 0.024 | 0 | 0.025
| 0.528 | 0.021 | 0.224 | 0.045 | 0.009 | 0.014 | 0.025 | 0.01 | 0.024
| 0.528 | 0.06 | 0.152 | 0.104 | 0 | 0.096 | 0.017 | 0.043 | 0.025
| 0.528 | 0.117 | 0.185 | 0.168 | 0 | 0.209 | 0.022 | 0.075 | 0.03
| 0.528 | 0.191 | 0.378 | 0.225 | 0.001 | 0.301 | 0.031 | 0.095 | 0.041
| 0.528 | 0.27 | 0.437 | 0.29 | 0.001 | 0.372 | 0.032 | 0.11 | 0.042
| 0.528 | 0.323 | 0.455 | 0.342 | 0.002 | 0.432 | 0.027 | 0.122 | 0.045
| 0.528 | 0.318 | 0.433 | 0.368 | 0.008 | 0.456 | 0.022 | 0.118 | 0.047
| 0.528 | 0.265 | 0.399 | 0.313 | 0.023 | 0.446 | 0.021 | 0.109 | 0.041
| 0.528 | 0.242 | 0.359 | 0.192 | 0.043 | 0.414 | 0.021 | 0.11 | 0.037
| 0.528 | 0.255 | 0.337 | 0.105 | 0.049 | 0.337 | 0.019 | 0.12 | 0.047
| 0.528 | 0.199 | 0.312 | 0.073 | 0.049 | 0.252 | 0.013 | 0.088 | 0.041
| 0.528 | 0.099 | 0.251 | 0.041 | 0.041 | 0.135 | 0.006 | 0.05 | 0.031
| 0.528 | 0.015 | 0.204 | 0.011 | 0.026 | 0.044 | 0.002 | 0.016 | 0.019
| 0.528 | 0 | 0.243 | 0 | 0.025 | 0.005 | 0.002 | 0 | 0.025
| 0.528 | 0 | 0.24 | 0 | 0.02 | 0 | 0.003 | 0 | 0.019
| 0.528 | 0 | 0.178 | 0 | 0.033 | 0 | 0.004 | 0 | 0.013
| 0.528 | 0 | 0.133 | 0 | 0.071 | 0 | 0.008 | 0 | 0.01
| 0.528 | 0 | 0.125 | 0 | 0.132 | 0 | 0.011 | 0 | 0.006
| 0.528 | 0 | 0.153 | 0 | 0.216 | 0 | 0.014 | 0 | 0.005
| 0.528 | 0 | 0.21 | 0 | 0.277 | 0 | 0.017 | 0 | 0.003
| 0.528 | 0 | 0.204 | 0 | 0.338 | 0 | 0.018 | 0 | 0.002
| 0.528 | 0 | 0.197 | 0 | 0.385 | 0 | 0.022 | 0 | 0.002
| 0.528 | 0 | 0.197 | 0 | 0.367 | 0 | 0.023 | 0 | 0.001
| 0.528 | 0.001 | 0.196 | 0.006 | 0.302 | 0 | 0.024 | 0 | 0.001
| 0.528 | 0.032 | 0.227 | 0.08 | 0.096 | 0.011 | 0.024 | 0.002 | 0.001
| 0.528 | 0.101 | 0.323 | 0.238 | 0.021 | 0.066 | 0.017 | 0.021 | 0.001
| 0.528 | 0.219 | 0.362 | 0.423 | 0.026 | 0.168 | 0.02 | 0.046 | 0.004
| 0.528 | 0.302 | 0.364 | 0.571 | 0.047 | 0.273 | 0.024 | 0.088 | 0.011
| 0.528 | 0.326 | 0.353 | 0.664 | 0.057 | 0.485 | 0.031 | 0.143 | 0.02
| 0.528 | 0.357 | 0.358 | 0.685 | 0.07 | 0.491 | 0.044 | 0.184 | 0.025
| 0.528 | 0.378 | 0.352 | 0.65 | 0.086 | 0.399 | 0.062 | 0.242 | 0.036
| 0.528 | 0.412 | 0.35 | 0.586 | 0.088 | 0.323 | 0.078 | 0.266 | 0.055
| 0.528 | 0.353 | 0.376 | 0.451 | 0.078 | 0.253 | 0.088 | 0.215 | 0.068
| 0.528 | 0.215 | 0.4 | 0.329 | 0.071 | 0.195 | 0.088 | 0.144 | 0.061
| 0.528 | 0.091 | 0.323 | 0.211 | 0.062 | 0.169 | 0.076 | 0.073 | 0.035
| 0.528 | 0.032 | 0.275 | 0.101 | 0.048 | 0.133 | 0.053 | 0.037 | 0.016
| 0.528 | 0.005 | 0.257 | 0.019 | 0.114 | 0.071 | 0.029 | 0.016 | 0.014
| 0.528 | 0 | 0.264 | 0 | 0.248 | 0.01 | 0.035 | 0 | 0.025
| 0.528 | 0 | 0.272 | 0 | 0.375 | 0 | 0.044 | 0 | 0.027
| 0.528 | 0 | 0.264 | 0 | 0.383 | 0 | 0.047 | 0 | 0.022
| 0.528 | 0 | 0.249 | 0 | 0.301 | 0 | 0.041 | 0 | 0.019
| 0.528 | 0 | 0.241 | 0 | 0.289 | 0 | 0.046 | 0 | 0.017
| 0.528 | 0 | 0.195 | 0 | 0.229 | 0 | 0.045 | 0 | 0.015
| 0.528 | 0 | 0.153 | 0 | 0.235 | 0 | 0.044 | 0 | 0.014
| 0.528 | 0 | 0.128 | 0 | 0.245 | 0 | 0.047 | 0 | 0.012
| 0.528 | 0 | 0.119 | 0 | 0.291 | 0 | 0.052 | 0 | 0.007
| 0.528 | 0 | 0.113 | 0 | 0.274 | 0 | 0.053 | 0 | 0.005
| 0.528 | 0.001 | 0.109 | 0.005 | 0.28 | 0 | 0.049 | 0 | 0.005
| 0.528 | 0.038 | 0.13 | 0.075 | 0.124 | 0.011 | 0.045 | 0.003 | 0.003
| 0.528 | 0.146 | 0.165 | 0.19 | 0.118 | 0.07 | 0.033 | 0.02 | 0.003
| 0.528 | 0.32 | 0.196 | 0.319 | 0.28 | 0.173 | 0.031 | 0.048 | 0.008
| 0.528 | 0.432 | 0.214 | 0.472 | 0.309 | 0.341 | 0.039 | 0.107 | 0.024
| 0.528 | 0.508 | 0.261 | 0.559 | 0.272 | 0.461 | 0.046 | 0.149 | 0.035
| 0.528 | 0.529 | 0.305 | 0.595 | 0.236 | 0.452 | 0.06 | 0.174 | 0.039
| 0.528 | 0.459 | 0.345 | 0.588 | 0.218 | 0.332 | 0.072 | 0.157 | 0.037
| 0.528 | 0.368 | 0.402 | 0.531 | 0.179 | 0.242 | 0.065 | 0.142 | 0.027
| 0.528 | 0.24 | 0.462 | 0.442 | 0.138 | 0.177 | 0.045 | 0.129 | 0.026
| 0.528 | 0.156 | 0.469 | 0.33 | 0.104 | 0.137 | 0.026 | 0.135 | 0.025
| 0.528 | 0.109 | 0.429 | 0.222 | 0.058 | 0.096 | 0.014 | 0.096 | 0.021
| 0.528 | 0.066 | 0.35 | 0.11 | 0.017 | 0.056 | 0.006 | 0.056 | 0.015
| 0.528 | 0.01 | 0.31 | 0.02 | 0.005 | 0.023 | 0.004 | 0.023 | 0.008
| 0.528 | 0 | 0.305 | 0 | 0.002 | 0.001 | 0.007 | 0 | 0.016
| 0.528 | 0 | 0.263 | 0 | 0.002 | 0 | 0.008 | 0 | 0.015
| 0.528 | 0 | 0.241 | 0 | 0.002 | 0 | 0.008 | 0 | 0.015
| 0.528 | 0 | 0.204 | 0 | 0.005 | 0 | 0.006 | 0 | 0.011
| 0.528 | 0 | 0.15 | 0 | 0.014 | 0 | 0.004 | 0 | 0.011
| 0.528 | 0 | 0.133 | 0 | 0.041 | 0 | 0.002 | 0 | 0.009
| 0.528 | 0 | 0.118 | 0 | 0.061 | 0 | 0.001 | 0 | 0.009
| 0.528 | 0 | 0.115 | 0 | 0.074 | 0 | 0 | 0 | 0.007
| 0.528 | 0 | 0.109 | 0 | 0.087 | 0 | 0 | 0 | 0.002
| 0.528 | 0 | 0.102 | 0 | 0.093 | 0 | 0 | 0 | 0
| 0.528 | 0 | 0.099 | 0.004 | 0.094 | 0 | 0 | 0 | 0
| 0.528 | 0.027 | 0.093 | 0.058 | 0.035 | 0.001 | 0 | 0.002 | 0.001
| 0.528 | 0.074 | 0.108 | 0.15 | 0.001 | 0.014 | 0 | 0.024 | 0.003
| 0.528 | 0.125 | 0.117 | 0.26 | 0 | 0.033 | 0 | 0.071 | 0.003
| 0.528 | 0.167 | 0.145 | 0.372 | 0 | 0.056 | 0 | 0.108 | 0.019
| 0.528 | 0.197 | 0.187 | 0.466 | 0 | 0.082 | 0 | 0.125 | 0.045
| 0.528 | 0.207 | 0.231 | 0.476 | 0 | 0.107 | 0.002 | 0.138 | 0.069
| 0.528 | 0.218 | 0.259 | 0.498 | 0 | 0.139 | 0.01 | 0.134 | 0.089
| 0.528 | 0.24 | 0.247 | 0.409 | 0 | 0.186 | 0.02 | 0.121 | 0.084
| 0.528 | 0.209 | 0.237 | 0.349 | 0 | 0.215 | 0.024 | 0.101 | 0.07
| 0.528 | 0.149 | 0.241 | 0.239 | 0 | 0.217 | 0.027 | 0.084 | 0.061
| 0.528 | 0.076 | 0.182 | 0.126 | 0 | 0.209 | 0.034 | 0.062 | 0.052
| 0.528 | 0.035 | 0.14 | 0.05 | 0 | 0.13 | 0.031 | 0.051 | 0.041
| 0.528 | 0.005 | 0.154 | 0.007 | 0 | 0.059 | 0.017 | 0.016 | 0.038
| 0.528 | 0 | 0.18 | 0 | 0.005 | 0.007 | 0.013 | 0 | 0.037
| 0.528 | 0 | 0.184 | 0 | 0.026 | 0 | 0.011 | 0 | 0.035
| 0.528 | 0 | 0.17 | 0 | 0.074 | 0 | 0.014 | 0 | 0.028
| 0.528 | 0 | 0.153 | 0 | 0.094 | 0 | 0.016 | 0 | 0.023
| 0.528 | 0 | 0.126 | 0 | 0.092 | 0 | 0.019 | 0 | 0.017
| 0.528 | 0 | 0.095 | 0 | 0.097 | 0 | 0.016 | 0 | 0.01
| 0.528 | 0 | 0.086 | 0 | 0.087 | 0 | 0.01 | 0 | 0.012
| 0.528 | 0 | 0.076 | 0 | 0.082 | 0 | 0.007 | 0 | 0.01
| 0.528 | 0 | 0.064 | 0 | 0.086 | 0 | 0.007 | 0 | 0.009
| 0.528 | 0 | 0.058 | 0 | 0.061 | 0 | 0.009 | 0 | 0.009
| 0.528 | 0 | 0.053 | 0.002 | 0.057 | 0 | 0.015 | 0 | 0.009
| 0.528 | 0.02 | 0.036 | 0.047 | 0.051 | 0.01 | 0.024 | 0.013 | 0.009
| 0.528 | 0.068 | 0.013 | 0.149 | 0.07 | 0.088 | 0.019 | 0.078 | 0.008
| 0.528 | 0.131 | 0.013 | 0.327 | 0.155 | 0.204 | 0.014 | 0.177 | 0.01
| 0.528 | 0.173 | 0.019 | 0.518 | 0.196 | 0.296 | 0.045 | 0.333 | 0.008
| 0.528 | 0.254 | 0.03 | 0.591 | 0.209 | 0.596 | 0.082 | 0.595 | 0.011
| 0.528 | 0.309 | 0.043 | 0.466 | 0.205 | 0.733 | 0.107 | 0.767 | 0.019
| 0.528 | 0.356 | 0.049 | 0.437 | 0.199 | 0.769 | 0.133 | 0.797 | 0.03
| 0.528 | 0.381 | 0.066 | 0.484 | 0.183 | 0.759 | 0.143 | 0.775 | 0.043
| 0.528 | 0.328 | 0.065 | 0.539 | 0.16 | 0.702 | 0.152 | 0.71 | 0.057
| 0.528 | 0.257 | 0.045 | 0.467 | 0.148 | 0.6 | 0.167 | 0.598 | 0.067
| 0.528 | 0.203 | 0.02 | 0.318 | 0.127 | 0.454 | 0.173 | 0.439 | 0.071
| 0.528 | 0.084 | 0.002 | 0.146 | 0.081 | 0.254 | 0.155 | 0.246 | 0.06
| 0.528 | 0.011 | 0 | 0.018 | 0.093 | 0.088 | 0.099 | 0.066 | 0.054
| 0.528 | 0 | 0 | 0 | 0.153 | 0.006 | 0.103 | 0 | 0.046
| 0.528 | 0 | 0.004 | 0 | 0.293 | 0 | 0.1 | 0 | 0.029
| 0.528 | 0 | 0.019 | 0 | 0.421 | 0 | 0.077 | 0 | 0.018
| 0.528 | 0 | 0.035 | 0 | 0.408 | 0 | 0.076 | 0 | 0.013
| 0.528 | 0 | 0.047 | 0 | 0.413 | 0 | 0.083 | 0 | 0.01
| 0.528 | 0 | 0.06 | 0 | 0.436 | 0 | 0.093 | 0 | 0.007
| 0.528 | 0 | 0.065 | 0 | 0.488 | 0 | 0.099 | 0 | 0.005
| 0.528 | 0 | 0.065 | 0 | 0.568 | 0 | 0.101 | 0 | 0.004
| 0.528 | 0 | 0.069 | 0 | 0.522 | 0 | 0.109 | 0 | 0.003
| 0.528 | 0 | 0.08 | 0 | 0.442 | 0 | 0.107 | 0 | 0.003
| 0.528 | 0.002 | 0.093 | 0.002 | 0.464 | 0 | 0.12 | 0 | 0.003
| 0.528 | 0.095 | 0.063 | 0.052 | 0.28 | 0.004 | 0.131 | 0.015 | 0.003
| 0.528 | 0.286 | 0.006 | 0.157 | 0.156 | 0.045 | 0.112 | 0.074 | 0.002
| 0.528 | 0.473 | 0.021 | 0.306 | 0.343 | 0.113 | 0.119 | 0.137 | 0.005
| 0.528 | 0.615 | 0.047 | 0.467 | 0.396 | 0.216 | 0.186 | 0.209 | 0.012
| 0.528 | 0.697 | 0.089 | 0.607 | 0.366 | 0.341 | 0.254 | 0.292 | 0.02
| 0.528 | 0.741 | 0.153 | 0.694 | 0.308 | 0.571 | 0.305 | 0.456 | 0.026
| 0.528 | 0.761 | 0.22 | 0.713 | 0.276 | 0.594 | 0.317 | 0.546 | 0.033
| 0.528 | 0.729 | 0.283 | 0.658 | 0.245 | 0.603 | 0.317 | 0.468 | 0.045
| 0.528 | 0.643 | 0.328 | 0.518 | 0.22 | 0.558 | 0.305 | 0.389 | 0.062
| 0.528 | 0.509 | 0.349 | 0.396 | 0.223 | 0.472 | 0.284 | 0.293 | 0.072
| 0.528 | 0.328 | 0.322 | 0.222 | 0.191 | 0.329 | 0.245 | 0.197 | 0.067
| 0.528 | 0.137 | 0.192 | 0.093 | 0.185 | 0.177 | 0.157 | 0.108 | 0.042
| 0.528 | 0.008 | 0.237 | 0.014 | 0.274 | 0.053 | 0.069 | 0.044 | 0.025
| 0.528 | 0 | 0.378 | 0 | 0.407 | 0.004 | 0.066 | 0 | 0.021
| 0.528 | 0 | 0.334 | 0 | 0.428 | 0 | 0.085 | 0 | 0.018
| 0.528 | 0 | 0.31 | 0 | 0.371 | 0 | 0.086 | 0 | 0.015
| 0.528 | 0 | 0.274 | 0 | 0.348 | 0 | 0.084 | 0 | 0.009
| 0.528 | 0 | 0.236 | 0 | 0.317 | 0 | 0.074 | 0 | 0.009
| 0.528 | 0 | 0.21 | 0 | 0.278 | 0 | 0.058 | 0 | 0.007
| 0.528 | 0 | 0.181 | 0 | 0.262 | 0 | 0.053 | 0 | 0.003
| 0.528 | 0 | 0.182 | 0 | 0.337 | 0 | 0.045 | 0 | 0.001
| 0.528 | 0 | 0.172 | 0 | 0.311 | 0 | 0.028 | 0 | 0
| 0.528 | 0 | 0.142 | 0 | 0.334 | 0 | 0.016 | 0 | 0
| 0.528 | 0.001 | 0.142 | 0.002 | 0.352 | 0 | 0.006 | 0 | 0
| 0.528 | 0.076 | 0.063 | 0.076 | 0.276 | 0.001 | 0.002 | 0.009 | 0
| 0.528 | 0.256 | 0.01 | 0.209 | 0.317 | 0.018 | 0.002 | 0.066 | 0
| 0.528 | 0.445 | 0.025 | 0.354 | 0.264 | 0.054 | 0.006 | 0.146 | 0
| 0.528 | 0.581 | 0.053 | 0.5 | 0.201 | 0.13 | 0.033 | 0.245 | 0
| 0.528 | 0.685 | 0.093 | 0.601 | 0.184 | 0.142 | 0.056 | 0.457 | 0.002
| 0.528 | 0.736 | 0.133 | 0.618 | 0.191 | 0.189 | 0.079 | 0.558 | 0.007
| 0.528 | 0.726 | 0.182 | 0.61 | 0.168 | 0.256 | 0.104 | 0.617 | 0.014
| 0.528 | 0.693 | 0.203 | 0.578 | 0.127 | 0.274 | 0.132 | 0.597 | 0.02
| 0.528 | 0.601 | 0.204 | 0.506 | 0.088 | 0.213 | 0.159 | 0.499 | 0.022
| 0.528 | 0.483 | 0.2 | 0.397 | 0.055 | 0.133 | 0.156 | 0.353 | 0.02
| 0.528 | 0.303 | 0.167 | 0.259 | 0.024 | 0.076 | 0.121 | 0.122 | 0.015
| 0.528 | 0.129 | 0.104 | 0.124 | 0.001 | 0.048 | 0.07 | 0.052 | 0.008
| 0.528 | 0.008 | 0.088 | 0.012 | 0 | 0.014 | 0.045 | 0.022 | 0.003
| 0.528 | 0 | 0.081 | 0 | 0.001 | 0 | 0.031 | 0 | 0.002
| 0.528 | 0 | 0.101 | 0 | 0.02 | 0 | 0.022 | 0 | 0.003
| 0.528 | 0 | 0.124 | 0 | 0.091 | 0 | 0.02 | 0 | 0.005
| 0.528 | 0 | 0.155 | 0 | 0.173 | 0 | 0.018 | 0 | 0.007
| 0.528 | 0 | 0.193 | 0 | 0.231 | 0 | 0.013 | 0 | 0.01
| 0.528 | 0 | 0.234 | 0 | 0.231 | 0 | 0.017 | 0 | 0.012
| 0.528 | 0 | 0.277 | 0 | 0.218 | 0 | 0.034 | 0 | 0.019
| 0.528 | 0 | 0.285 | 0 | 0.201 | 0 | 0.073 | 0 | 0.03
| 0.528 | 0 | 0.249 | 0 | 0.181 | 0 | 0.112 | 0 | 0.03
| 0.528 | 0 | 0.216 | 0 | 0.153 | 0 | 0.223 | 0 | 0.029
| 0.528 | 0.001 | 0.195 | 0 | 0.154 | 0 | 0.191 | 0 | 0.028
| 0.528 | 0.057 | 0.163 | 0.035 | 0.112 | 0 | 0.153 | 0.002 | 0.022
| 0.528 | 0.181 | 0.269 | 0.16 | 0.07 | 0.015 | 0.065 | 0.023 | 0.013
| 0.528 | 0.314 | 0.442 | 0.282 | 0.12 | 0.035 | 0.013 | 0.057 | 0.009
| 0.528 | 0.499 | 0.487 | 0.386 | 0.256 | 0.052 | 0.015 | 0.098 | 0.008
| 0.528 | 0.645 | 0.536 | 0.485 | 0.403 | 0.111 | 0.053 | 0.126 | 0.009
| 0.528 | 0.699 | 0.586 | 0.624 | 0.51 | 0.111 | 0.16 | 0.139 | 0.014
| 0.528 | 0.666 | 0.611 | 0.641 | 0.568 | 0.122 | 0.301 | 0.143 | 0.016
| 0.528 | 0.586 | 0.586 | 0.575 | 0.541 | 0.131 | 0.386 | 0.15 | 0.017
| 0.528 | 0.56 | 0.538 | 0.493 | 0.461 | 0.111 | 0.457 | 0.167 | 0.016
| 0.528 | 0.452 | 0.496 | 0.317 | 0.344 | 0.135 | 0.59 | 0.151 | 0.015
| 0.528 | 0.22 | 0.415 | 0.153 | 0.211 | 0.111 | 0.642 | 0.117 | 0.013
| 0.528 | 0.062 | 0.305 | 0.063 | 0.122 | 0.053 | 0.653 | 0.067 | 0.008
| 0.528 | 0.004 | 0.305 | 0.004 | 0.093 | 0.011 | 0.734 | 0.02 | 0.004
| 0.528 | 0 | 0.323 | 0 | 0.077 | 0 | 0.803 | 0 | 0.005
| 0.528 | 0 | 0.27 | 0 | 0.058 | 0 | 0.831 | 0 | 0.004
| 0.528 | 0 | 0.253 | 0 | 0.058 | 0 | 0.831 | 0 | 0.002
| 0.528 | 0 | 0.24 | 0 | 0.057 | 0 | 0.798 | 0 | 0.001
| 0.528 | 0 | 0.233 | 0 | 0.052 | 0 | 0.737 | 0 | 0.001
| 0.528 | 0 | 0.235 | 0 | 0.042 | 0 | 0.644 | 0 | 0.001
| 0.528 | 0 | 0.251 | 0 | 0.025 | 0 | 0.554 | 0 | 0
| 0.528 | 0 | 0.278 | 0 | 0.01 | 0 | 0.45 | 0 | 0
| 0.528 | 0 | 0.282 | 0 | 0.002 | 0 | 0.402 | 0 | 0
| 0.528 | 0 | 0.241 | 0 | 0 | 0 | 0.327 | 0 | 0
| 0.528 | 0 | 0.185 | 0 | 0 | 0 | 0.217 | 0 | 0
| 0.528 | 0.051 | 0.127 | 0.01 | 0 | 0 | 0.145 | 0.005 | 0
| 0.528 | 0.264 | 0.145 | 0.032 | 0 | 0.02 | 0.118 | 0.043 | 0
| 0.528 | 0.451 | 0.233 | 0.062 | 0 | 0.073 | 0.126 | 0.105 | 0.003
| 0.528 | 0.59 | 0.312 | 0.1 | 0 | 0.136 | 0.142 | 0.151 | 0.007
| 0.528 | 0.683 | 0.369 | 0.14 | 0.002 | 0.171 | 0.118 | 0.197 | 0.009
| 0.528 | 0.73 | 0.42 | 0.174 | 0.024 | 0.173 | 0.123 | 0.26 | 0.013
| 0.528 | 0.734 | 0.459 | 0.116 | 0.076 | 0.175 | 0.123 | 0.228 | 0.017
| 0.528 | 0.683 | 0.496 | 0.083 | 0.139 | 0.169 | 0.103 | 0.191 | 0.02
| 0.528 | 0.576 | 0.541 | 0.071 | 0.173 | 0.145 | 0.083 | 0.133 | 0.021
| 0.528 | 0.418 | 0.538 | 0.078 | 0.172 | 0.115 | 0.063 | 0.085 | 0.018
| 0.528 | 0.199 | 0.443 | 0.068 | 0.152 | 0.089 | 0.041 | 0.049 | 0.009
| 0.528 | 0.086 | 0.314 | 0.027 | 0.125 | 0.053 | 0.022 | 0.031 | 0.002
| 0.528 | 0.006 | 0.299 | 0.002 | 0.079 | 0.018 | 0.015 | 0.026 | 0
| 0.528 | 0 | 0.272 | 0 | 0.069 | 0 | 0.019 | 0 | 0.003
| 0.528 | 0 | 0.118 | 0 | 0.068 | 0 | 0.021 | 0 | 0.006
| 0.528 | 0 | 0.04 | 0 | 0.054 | 0 | 0.021 | 0 | 0.007
| 0.528 | 0 | 0.02 | 0 | 0.048 | 0 | 0.021 | 0 | 0.013
| 0.528 | 0 | 0.012 | 0 | 0.042 | 0 | 0.016 | 0 | 0.013
| 0.528 | 0 | 0.007 | 0 | 0.037 | 0 | 0.01 | 0 | 0.008
| 0.528 | 0 | 0.017 | 0 | 0.039 | 0 | 0.003 | 0 | 0.005
| 0.528 | 0 | 0.041 | 0 | 0.032 | 0 | 0.001 | 0 | 0.002
| 0.528 | 0 | 0.042 | 0 | 0.026 | 0 | 0.001 | 0 | 0.001
| 0.528 | 0 | 0.051 | 0 | 0.021 | 0 | 0.001 | 0 | 0.001
| 0.528 | 0 | 0.068 | 0 | 0.026 | 0 | 0.004 | 0 | 0
| 0.528 | 0.014 | 0.114 | 0.023 | 0.05 | 0 | 0.014 | 0.002 | 0
| 0.528 | 0.053 | 0.128 | 0.073 | 0.078 | 0.019 | 0.028 | 0.028 | 0
| 0.528 | 0.093 | 0.135 | 0.119 | 0.107 | 0.052 | 0.049 | 0.064 | 0
| 0.528 | 0.113 | 0.146 | 0.151 | 0.133 | 0.084 | 0.07 | 0.109 | 0.002
| 0.528 | 0.161 | 0.155 | 0.175 | 0.145 | 0.113 | 0.088 | 0.148 | 0.004
| 0.528 | 0.203 | 0.162 | 0.148 | 0.142 | 0.14 | 0.099 | 0.174 | 0.005
| 0.528 | 0.224 | 0.163 | 0.142 | 0.133 | 0.162 | 0.104 | 0.173 | 0.005
| 0.528 | 0.231 | 0.161 | 0.133 | 0.117 | 0.196 | 0.101 | 0.168 | 0.006
| 0.528 | 0.231 | 0.168 | 0.141 | 0.097 | 0.236 | 0.093 | 0.15 | 0.008
| 0.528 | 0.18 | 0.187 | 0.147 | 0.074 | 0.25 | 0.1 | 0.121 | 0.011
| 0.528 | 0.119 | 0.22 | 0.109 | 0.048 | 0.269 | 0.109 | 0.089 | 0.011
| 0.528 | 0.05 | 0.245 | 0.058 | 0.019 | 0.206 | 0.11 | 0.06 | 0.006
| 0.528 | 0.002 | 0.225 | 0.007 | 0.01 | 0.068 | 0.078 | 0.021 | 0.005
| 0.528 | 0 | 0.327 | 0 | 0.046 | 0.001 | 0.093 | 0 | 0.008
| 0.528 | 0 | 0.383 | 0 | 0.093 | 0 | 0.123 | 0 | 0.008
| 0.528 | 0 | 0.457 | 0 | 0.101 | 0 | 0.126 | 0 | 0.011
| 0.528 | 0 | 0.489 | 0 | 0.095 | 0 | 0.102 | 0 | 0.019
| 0.528 | 0 | 0.519 | 0 | 0.057 | 0 | 0.079 | 0 | 0.034
| 0.528 | 0 | 0.544 | 0 | 0.028 | 0 | 0.067 | 0 | 0.047
| 0.528 | 0 | 0.51 | 0 | 0.013 | 0 | 0.074 | 0 | 0.058
| 0.528 | 0 | 0.497 | 0 | 0.002 | 0 | 0.085 | 0 | 0.065
| 0.528 | 0 | 0.462 | 0 | 0 | 0 | 0.083 | 0 | 0.068
| 0.528 | 0 | 0.409 | 0 | 0 | 0 | 0.082 | 0 | 0.068
| 0.528 | 0 | 0.362 | 0 | 0 | 0 | 0.071 | 0 | 0.069
| 0.528 | 0.034 | 0.373 | 0.052 | 0 | 0.004 | 0.08 | 0.009 | 0.071
| 0.528 | 0.14 | 0.361 | 0.195 | 0 | 0.126 | 0.061 | 0.095 | 0.067
| 0.528 | 0.251 | 0.32 | 0.25 | 0 | 0.333 | 0.043 | 0.268 | 0.07
| 0.528 | 0.364 | 0.26 | 0.32 | 0 | 0.529 | 0.031 | 0.462 | 0.043
| 0.528 | 0.486 | 0.191 | 0.369 | 0 | 0.674 | 0.021 | 0.603 | 0.014
| 0.528 | 0.566 | 0.144 | 0.442 | 0 | 0.766 | 0.012 | 0.692 | 0.001
| 0.528 | 0.597 | 0.112 | 0.483 | 0 | 0.807 | 0.005 | 0.763 | 0
| 0.528 | 0.627 | 0.082 | 0.497 | 0 | 0.797 | 0.002 | 0.725 | 0
| 0.528 | 0.524 | 0.057 | 0.452 | 0 | 0.74 | 0.001 | 0.535 | 0
| 0.528 | 0.402 | 0.041 | 0.346 | 0 | 0.633 | 0 | 0.401 | 0.002
| 0.528 | 0.251 | 0.034 | 0.226 | 0 | 0.482 | 0 | 0.259 | 0.003
| 0.528 | 0.099 | 0.034 | 0.09 | 0 | 0.288 | 0 | 0.138 | 0.002
| 0.528 | 0.005 | 0.035 | 0.007 | 0.001 | 0.09 | 0.001 | 0.037 | 0.001
| 0.528 | 0 | 0.06 | 0 | 0.008 | 0.001 | 0.002 | 0 | 0
| 0.528 | 0 | 0.054 | 0 | 0.017 | 0 | 0.002 | 0 | 0
| 0.528 | 0 | 0.041 | 0 | 0.025 | 0 | 0.003 | 0 | 0
| 0.528 | 0 | 0.028 | 0 | 0.028 | 0 | 0.005 | 0 | 0
| 0.528 | 0 | 0.022 | 0 | 0.025 | 0 | 0.005 | 0 | 0
| 0.528 | 0 | 0.012 | 0 | 0.015 | 0 | 0.004 | 0 | 0
| 0.528 | 0 | 0.006 | 0 | 0.005 | 0 | 0.005 | 0 | 0.001
| 0.528 | 0 | 0.011 | 0 | 0 | 0 | 0.007 | 0 | 0.001
| 0.528 | 0 | 0.017 | 0 | 0 | 0 | 0.012 | 0 | 0.002
| 0.528 | 0 | 0.024 | 0 | 0 | 0 | 0.02 | 0 | 0.003
| 0.528 | 0 | 0.03 | 0 | 0 | 0 | 0.023 | 0 | 0.004
| 0.528 | 0.057 | 0.045 | 0.028 | 0 | 0.003 | 0.025 | 0.01 | 0.006
| 0.528 | 0.176 | 0.071 | 0.101 | 0 | 0.13 | 0.025 | 0.147 | 0.005
| 0.528 | 0.31 | 0.071 | 0.235 | 0 | 0.34 | 0.049 | 0.325 | 0.008
| 0.528 | 0.431 | 0.071 | 0.346 | 0 | 0.532 | 0.07 | 0.475 | 0.013
| 0.528 | 0.531 | 0.076 | 0.407 | 0 | 0.679 | 0.084 | 0.473 | 0.015
| 0.528 | 0.594 | 0.082 | 0.491 | 0 | 0.773 | 0.095 | 0.557 | 0.016
| 0.528 | 0.602 | 0.095 | 0.585 | 0 | 0.813 | 0.098 | 0.708 | 0.016
| 0.528 | 0.587 | 0.118 | 0.578 | 0 | 0.804 | 0.107 | 0.748 | 0.014
| 0.528 | 0.507 | 0.148 | 0.546 | 0 | 0.745 | 0.12 | 0.702 | 0.012
| 0.528 | 0.413 | 0.174 | 0.458 | 0 | 0.638 | 0.124 | 0.585 | 0.012
| 0.528 | 0.234 | 0.18 | 0.323 | 0 | 0.462 | 0.111 | 0.41 | 0.017
| 0.528 | 0.093 | 0.148 | 0.13 | 0 | 0.275 | 0.085 | 0.218 | 0.016
| 0.528 | 0.003 | 0.095 | 0.004 | 0.012 | 0.085 | 0.099 | 0.037 | 0.011
| 0.528 | 0 | 0.125 | 0 | 0.106 | 0.001 | 0.107 | 0 | 0.012
| 0.528 | 0 | 0.102 | 0 | 0.279 | 0 | 0.095 | 0 | 0.015
| 0.528 | 0 | 0.088 | 0 | 0.407 | 0 | 0.084 | 0 | 0.019
| 0.528 | 0 | 0.077 | 0 | 0.384 | 0 | 0.071 | 0 | 0.025
| 0.528 | 0 | 0.055 | 0 | 0.317 | 0 | 0.06 | 0 | 0.033
| 0.528 | 0 | 0.029 | 0 | 0.295 | 0 | 0.045 | 0 | 0.038
| 0.528 | 0 | 0.011 | 0 | 0.278 | 0 | 0.035 | 0 | 0.037
| 0.528 | 0 | 0.004 | 0 | 0.247 | 0 | 0.028 | 0 | 0.04
| 0.528 | 0 | 0.002 | 0 | 0.209 | 0 | 0.027 | 0 | 0.045
| 0.528 | 0 | 0.001 | 0 | 0.138 | 0 | 0.028 | 0 | 0.055
| 0.528 | 0 | 0.001 | 0 | 0.111 | 0 | 0.026 | 0 | 0.06
| 0.528 | 0.08 | 0.001 | 0.072 | 0.057 | 0.001 | 0.021 | 0.01 | 0.062
| 0.528 | 0.296 | 0.002 | 0.279 | 0.027 | 0.032 | 0.011 | 0.131 | 0.055
| 0.528 | 0.511 | 0.002 | 0.478 | 0.054 | 0.087 | 0.007 | 0.353 | 0.095
| 0.528 | 0.674 | 0.002 | 0.634 | 0.072 | 0.138 | 0.006 | 0.507 | 0.114
| 0.528 | 0.782 | 0.002 | 0.736 | 0.096 | 0.172 | 0.006 | 0.626 | 0.113
| 0.528 | 0.836 | 0.001 | 0.787 | 0.107 | 0.227 | 0.007 | 0.633 | 0.099
| 0.528 | 0.837 | 0 | 0.789 | 0.1 | 0.318 | 0.045 | 0.579 | 0.076
| 0.528 | 0.788 | 0 | 0.743 | 0.112 | 0.359 | 0.09 | 0.42 | 0.056
| 0.528 | 0.689 | 0 | 0.649 | 0.137 | 0.247 | 0.08 | 0.32 | 0.04
| 0.528 | 0.54 | 0.001 | 0.509 | 0.152 | 0.123 | 0.052 | 0.307 | 0.028
| 0.528 | 0.339 | 0.002 | 0.323 | 0.115 | 0.077 | 0.033 | 0.267 | 0.017
| 0.528 | 0.13 | 0.003 | 0.127 | 0.191 | 0.056 | 0.031 | 0.11 | 0.01
| 0.528 | 0.003 | 0.008 | 0.004 | 0.343 | 0.034 | 0.032 | 0.017 | 0.005
| 0.528 | 0 | 0.025 | 0 | 0.356 | 0 | 0.025 | 0 | 0.003
| 0.528 | 0 | 0.057 | 0 | 0.305 | 0 | 0.022 | 0 | 0.002
| 0.528 | 0 | 0.106 | 0 | 0.303 | 0 | 0.027 | 0 | 0.001
| 0.528 | 0 | 0.169 | 0 | 0.238 | 0 | 0.029 | 0 | 0
| 0.528 | 0 | 0.231 | 0 | 0.214 | 0 | 0.037 | 0 | 0
| 0.528 | 0 | 0.297 | 0 | 0.182 | 0 | 0.041 | 0 | 0
| 0.528 | 0 | 0.32 | 0 | 0.158 | 0 | 0.037 | 0 | 0
| 0.528 | 0 | 0.279 | 0 | 0.149 | 0 | 0.03 | 0 | 0
| 0.528 | 0 | 0.252 | 0 | 0.152 | 0 | 0.024 | 0 | 0
| 0.528 | 0 | 0.223 | 0 | 0.184 | 0 | 0.026 | 0 | 0
| 0.528 | 0 | 0.224 | 0 | 0.243 | 0 | 0.025 | 0 | 0
| 0.528 | 0.017 | 0.199 | 0.048 | 0.197 | 0 | 0.024 | 0.004 | 0
| 0.528 | 0.082 | 0.145 | 0.203 | 0.044 | 0.03 | 0.025 | 0.058 | 0
| 0.528 | 0.22 | 0.195 | 0.384 | 0.023 | 0.069 | 0.015 | 0.12 | 0
| 0.528 | 0.348 | 0.383 | 0.529 | 0.191 | 0.104 | 0.009 | 0.166 | 0
| 0.528 | 0.425 | 0.422 | 0.641 | 0.291 | 0.145 | 0.008 | 0.185 | 0.001
| 0.528 | 0.52 | 0.449 | 0.701 | 0.316 | 0.169 | 0.009 | 0.181 | 0.001
| 0.528 | 0.595 | 0.454 | 0.707 | 0.322 | 0.188 | 0.009 | 0.154 | 0.001
| 0.528 | 0.606 | 0.428 | 0.654 | 0.311 | 0.191 | 0.009 | 0.129 | 0.001
| 0.528 | 0.57 | 0.38 | 0.496 | 0.291 | 0.248 | 0.007 | 0.126 | 0.001
| 0.528 | 0.455 | 0.329 | 0.291 | 0.261 | 0.237 | 0.005 | 0.105 | 0.001
| 0.528 | 0.287 | 0.243 | 0.153 | 0.22 | 0.161 | 0.004 | 0.086 | 0.002
| 0.528 | 0.104 | 0.203 | 0.057 | 0.241 | 0.103 | 0.002 | 0.061 | 0.002
| 0.528 | 0.002 | 0.302 | 0.002 | 0.364 | 0.026 | 0 | 0.016 | 0.002
| 0.528 | 0 | 0.285 | 0 | 0.352 | 0 | 0 | 0 | 0.004
| 0.528 | 0 | 0.231 | 0 | 0.279 | 0 | 0 | 0 | 0.004
| 0.528 | 0 | 0.224 | 0 | 0.267 | 0 | 0.001 | 0 | 0.004
| 0.528 | 0 | 0.187 | 0 | 0.259 | 0 | 0.003 | 0 | 0.003
| 0.528 | 0 | 0.102 | 0 | 0.27 | 0 | 0.004 | 0 | 0.002
| 0.528 | 0 | 0.058 | 0 | 0.291 | 0 | 0.005 | 0 | 0.001
| 0.528 | 0 | 0.042 | 0 | 0.237 | 0 | 0.009 | 0 | 0.002
| 0.528 | 0 | 0.042 | 0 | 0.209 | 0 | 0.017 | 0 | 0.003
| 0.528 | 0 | 0.038 | 0 | 0.169 | 0 | 0.021 | 0 | 0.004
| 0.528 | 0 | 0.055 | 0 | 0.144 | 0 | 0.024 | 0 | 0.006
| 0.528 | 0 | 0.077 | 0 | 0.13 | 0 | 0.024 | 0 | 0.006
| 0.528 | 0.038 | 0.045 | 0.014 | 0.074 | 0 | 0.023 | 0.002 | 0.007
| 0.528 | 0.173 | 0.018 | 0.075 | 0.035 | 0.011 | 0.015 | 0.046 | 0.005
| 0.528 | 0.346 | 0.022 | 0.202 | 0.029 | 0.028 | 0.011 | 0.13 | 0.005
| 0.528 | 0.484 | 0.022 | 0.319 | 0.034 | 0.039 | 0.015 | 0.251 | 0.007
| 0.528 | 0.591 | 0.019 | 0.424 | 0.025 | 0.06 | 0.024 | 0.505 | 0.005
| 0.528 | 0.671 | 0.014 | 0.582 | 0.023 | 0.098 | 0.036 | 0.453 | 0.001
| 0.528 | 0.684 | 0.011 | 0.474 | 0.019 | 0.118 | 0.043 | 0.374 | 0
| 0.528 | 0.637 | 0.009 | 0.44 | 0.009 | 0.124 | 0.046 | 0.307 | 0
| 0.528 | 0.548 | 0.007 | 0.336 | 0.002 | 0.14 | 0.051 | 0.266 | 0
| 0.528 | 0.372 | 0.003 | 0.228 | 0 | 0.135 | 0.054 | 0.301 | 0
| 0.528 | 0.215 | 0.001 | 0.132 | 0 | 0.101 | 0.045 | 0.394 | 0
| 0.528 | 0.076 | 0 | 0.051 | 0 | 0.043 | 0.03 | 0.201 | 0
| 0.528 | 0.001 | 0 | 0.002 | 0.003 | 0.01 | 0.045 | 0.032 | 0
| 0.528 | 0 | 0 | 0 | 0.037 | 0 | 0.058 | 0 | 0
| 0.528 | 0 | 0.006 | 0 | 0.132 | 0 | 0.058 | 0 | 0
| 0.528 | 0 | 0.021 | 0 | 0.255 | 0 | 0.054 | 0 | 0
| 0.528 | 0 | 0.039 | 0 | 0.289 | 0 | 0.055 | 0 | 0
| 0.528 | 0 | 0.064 | 0 | 0.229 | 0 | 0.055 | 0 | 0.001
| 0.528 | 0 | 0.105 | 0 | 0.163 | 0 | 0.055 | 0 | 0.001
| 0.528 | 0 | 0.135 | 0 | 0.136 | 0 | 0.056 | 0 | 0.001
| 0.528 | 0 | 0.149 | 0 | 0.125 | 0 | 0.058 | 0 | 0.001
| 0.528 | 0 | 0.174 | 0 | 0.11 | 0 | 0.058 | 0 | 0.001
| 0.528 | 0 | 0.201 | 0 | 0.106 | 0 | 0.056 | 0 | 0.001
| 0.528 | 0 | 0.204 | 0 | 0.117 | 0 | 0.053 | 0 | 0.001
| 0.528 | 0.03 | 0.129 | 0.005 | 0.111 | 0 | 0.054 | 0.005 | 0.001
| 0.528 | 0.084 | 0.054 | 0.03 | 0.069 | 0.039 | 0.046 | 0.09 | 0.001
| 0.528 | 0.148 | 0.042 | 0.105 | 0.014 | 0.103 | 0.03 | 0.279 | 0
| 0.528 | 0.252 | 0.163 | 0.234 | 0.039 | 0.166 | 0.049 | 0.473 | 0
| 0.528 | 0.333 | 0.223 | 0.303 | 0.07 | 0.214 | 0.092 | 0.577 | 0
| 0.528 | 0.38 | 0.243 | 0.337 | 0.077 | 0.272 | 0.1 | 0.661 | 0
| 0.528 | 0.423 | 0.243 | 0.307 | 0.071 | 0.295 | 0.098 | 0.703 | 0.001
| 0.528 | 0.457 | 0.223 | 0.191 | 0.059 | 0.243 | 0.093 | 0.704 | 0.002
| 0.528 | 0.413 | 0.187 | 0.204 | 0.054 | 0.195 | 0.093 | 0.649 | 0.006
| 0.528 | 0.289 | 0.133 | 0.151 | 0.041 | 0.149 | 0.085 | 0.543 | 0.011
| 0.528 | 0.152 | 0.058 | 0.102 | 0.042 | 0.113 | 0.068 | 0.389 | 0.013
| 0.528 | 0.062 | 0.031 | 0.042 | 0.104 | 0.095 | 0.057 | 0.2 | 0.011
| 0.528 | 0.001 | 0.039 | 0.001 | 0.258 | 0.033 | 0.061 | 0.031 | 0.006
| 0.528 | 0 | 0.047 | 0 | 0.362 | 0 | 0.071 | 0 | 0.006
| 0.528 | 0 | 0.047 | 0 | 0.334 | 0 | 0.063 | 0 | 0.004
| 0.528 | 0 | 0.038 | 0 | 0.329 | 0 | 0.053 | 0 | 0.002
| 0.528 | 0 | 0.026 | 0 | 0.293 | 0 | 0.04 | 0 | 0.001
| 0.528 | 0 | 0.015 | 0 | 0.27 | 0 | 0.028 | 0 | 0.001
| 0.528 | 0 | 0.007 | 0 | 0.268 | 0 | 0.023 | 0 | 0.002
| 0.528 | 0 | 0.003 | 0 | 0.229 | 0 | 0.025 | 0 | 0.003
| 0.528 | 0 | 0.002 | 0 | 0.187 | 0 | 0.029 | 0 | 0.004
| 0.528 | 0 | 0.003 | 0 | 0.145 | 0 | 0.03 | 0 | 0.005
| 0.528 | 0 | 0.009 | 0 | 0.112 | 0 | 0.027 | 0 | 0.006
| 0.528 | 0 | 0.022 | 0 | 0.109 | 0 | 0.022 | 0 | 0.006
| 0.528 | 0.049 | 0.047 | 0.02 | 0.103 | 0 | 0.019 | 0.003 | 0.007
| 0.528 | 0.22 | 0.011 | 0.096 | 0.028 | 0.024 | 0.012 | 0.077 | 0.006
| 0.528 | 0.422 | 0.006 | 0.257 | 0.001 | 0.069 | 0.005 | 0.235 | 0.002
| 0.528 | 0.567 | 0.022 | 0.449 | 0.002 | 0.122 | 0.004 | 0.437 | 0.001
| 0.528 | 0.669 | 0.043 | 0.574 | 0.017 | 0.205 | 0.007 | 0.653 | 0.001
| 0.528 | 0.717 | 0.061 | 0.646 | 0.026 | 0.435 | 0.013 | 0.728 | 0
| 0.528 | 0.712 | 0.072 | 0.659 | 0.03 | 0.564 | 0.022 | 0.754 | 0
| 0.528 | 0.668 | 0.085 | 0.614 | 0.026 | 0.609 | 0.034 | 0.734 | 0
| 0.528 | 0.58 | 0.093 | 0.492 | 0.024 | 0.594 | 0.04 | 0.666 | 0
| 0.528 | 0.454 | 0.096 | 0.402 | 0.024 | 0.492 | 0.043 | 0.551 | 0
| 0.528 | 0.277 | 0.078 | 0.245 | 0.019 | 0.354 | 0.036 | 0.379 | 0
| 0.528 | 0.097 | 0.084 | 0.09 | 0.019 | 0.175 | 0.02 | 0.186 | 0
| 0.528 | 0 | 0.183 | 0.001 | 0.025 | 0.037 | 0.013 | 0.026 | 0
| 0.528 | 0 | 0.254 | 0 | 0.036 | 0 | 0.011 | 0 | 0
| 0.528 | 0 | 0.252 | 0 | 0.056 | 0 | 0.011 | 0 | 0
| 0.528 | 0 | 0.256 | 0 | 0.082 | 0 | 0.011 | 0 | 0
| 0.528 | 0 | 0.277 | 0 | 0.139 | 0 | 0.012 | 0 | 0
| 0.528 | 0 | 0.258 | 0 | 0.237 | 0 | 0.011 | 0 | 0
| 0.528 | 0 | 0.257 | 0 | 0.325 | 0 | 0.011 | 0 | 0
| 0.528 | 0 | 0.253 | 0 | 0.378 | 0 | 0.014 | 0 | 0
| 0.528 | 0 | 0.245 | 0 | 0.429 | 0 | 0.018 | 0 | 0
| 0.528 | 0 | 0.24 | 0 | 0.447 | 0 | 0.017 | 0 | 0
| 0.528 | 0 | 0.233 | 0 | 0.434 | 0 | 0.015 | 0 | 0
| 0.528 | 0 | 0.227 | 0 | 0.403 | 0 | 0.021 | 0 | 0.001
| 0.528 | 0.054 | 0.199 | 0.045 | 0.358 | 0 | 0.029 | 0.002 | 0.001
| 0.528 | 0.225 | 0.067 | 0.208 | 0.1 | 0.009 | 0.024 | 0.066 | 0.002
| 0.528 | 0.395 | 0.01 | 0.356 | 0 | 0.035 | 0.014 | 0.139 | 0.001
| 0.528 | 0.545 | 0.057 | 0.437 | 0 | 0.078 | 0.009 | 0.209 | 0.001
| 0.528 | 0.66 | 0.08 | 0.454 | 0 | 0.137 | 0.027 | 0.328 | 0
| 0.528 | 0.711 | 0.068 | 0.559 | 0.001 | 0.271 | 0.054 | 0.438 | 0.001
| 0.528 | 0.697 | 0.064 | 0.66 | 0.002 | 0.447 | 0.08 | 0.455 | 0.001
| 0.528 | 0.544 | 0.071 | 0.614 | 0.003 | 0.536 | 0.091 | 0.366 | 0.001
| 0.528 | 0.408 | 0.084 | 0.501 | 0.004 | 0.55 | 0.092 | 0.308 | 0.001
| 0.528 | 0.307 | 0.089 | 0.332 | 0.007 | 0.453 | 0.086 | 0.261 | 0
| 0.528 | 0.187 | 0.055 | 0.177 | 0.025 | 0.332 | 0.073 | 0.155 | 0
| 0.528 | 0.053 | 0.067 | 0.06 | 0.083 | 0.186 | 0.041 | 0.063 | 0
| 0.528 | 0 | 0.088 | 0 | 0.139 | 0.042 | 0.032 | 0.009 | 0
| 0.528 | 0 | 0.08 | 0 | 0.129 | 0 | 0.028 | 0 | 0
| 0.528 | 0 | 0.061 | 0 | 0.075 | 0 | 0.022 | 0 | 0
| 0.528 | 0 | 0.054 | 0 | 0.034 | 0 | 0.021 | 0 | 0
| 0.528 | 0 | 0.055 | 0 | 0.016 | 0 | 0.017 | 0 | 0
| 0.528 | 0 | 0.06 | 0 | 0.007 | 0 | 0.013 | 0 | 0
| 0.528 | 0 | 0.064 | 0 | 0.002 | 0 | 0.011 | 0 | 0
| 0.528 | 0 | 0.079 | 0 | 0.002 | 0 | 0.009 | 0 | 0
| 0.528 | 0 | 0.094 | 0 | 0.002 | 0 | 0.007 | 0 | 0
| 0.528 | 0 | 0.102 | 0 | 0.003 | 0 | 0.005 | 0 | 0
| 0.528 | 0 | 0.111 | 0 | 0.007 | 0 | 0.002 | 0 | 0
| 0.528 | 0 | 0.123 | 0 | 0.015 | 0 | 0.001 | 0 | 0.001
| 0.528 | 0.034 | 0.133 | 0.032 | 0.007 | 0 | 0.001 | 0.001 | 0.001
| 0.528 | 0.175 | 0.071 | 0.188 | 0.001 | 0.012 | 0.001 | 0.047 | 0.001
| 0.528 | 0.378 | 0.005 | 0.343 | 0.001 | 0.048 | 0.001 | 0.159 | 0
| 0.528 | 0.525 | 0.009 | 0.442 | 0.009 | 0.093 | 0.001 | 0.341 | 0
| 0.528 | 0.622 | 0.02 | 0.424 | 0.016 | 0.146 | 0.006 | 0.467 | 0
| 0.528 | 0.667 | 0.03 | 0.378 | 0.03 | 0.17 | 0.018 | 0.514 | 0
| 0.528 | 0.666 | 0.048 | 0.375 | 0.045 | 0.166 | 0.03 | 0.511 | 0.001
| 0.528 | 0.596 | 0.077 | 0.372 | 0.061 | 0.193 | 0.036 | 0.537 | 0.003
| 0.528 | 0.481 | 0.108 | 0.302 | 0.083 | 0.206 | 0.039 | 0.421 | 0.004
| 0.528 | 0.291 | 0.122 | 0.184 | 0.072 | 0.155 | 0.033 | 0.269 | 0.004
| 0.528 | 0.127 | 0.103 | 0.086 | 0.053 | 0.112 | 0.02 | 0.142 | 0.004
| 0.528 | 0.037 | 0.14 | 0.025 | 0.099 | 0.066 | 0.012 | 0.052 | 0.002
| 0.528 | 0 | 0.226 | 0 | 0.133 | 0.019 | 0.015 | 0.005 | 0.001
| 0.528 | 0 | 0.245 | 0 | 0.078 | 0 | 0.023 | 0 | 0
| 0.528 | 0 | 0.264 | 0 | 0.031 | 0 | 0.025 | 0 | 0
| 0.528 | 0 | 0.277 | 0 | 0.01 | 0 | 0.021 | 0 | 0
| 0.528 | 0 | 0.264 | 0 | 0.003 | 0 | 0.018 | 0 | 0
| 0.528 | 0 | 0.238 | 0 | 0.004 | 0 | 0.014 | 0 | 0
| 0.528 | 0 | 0.219 | 0 | 0.021 | 0 | 0.011 | 0 | 0
| 0.528 | 0 | 0.216 | 0 | 0.04 | 0 | 0.008 | 0 | 0
| 0.528 | 0 | 0.209 | 0 | 0.057 | 0 | 0.005 | 0 | 0
| 0.528 | 0 | 0.205 | 0 | 0.059 | 0 | 0.003 | 0 | 0
| 0.528 | 0 | 0.213 | 0 | 0.059 | 0 | 0.002 | 0 | 0
| 0.528 | 0 | 0.202 | 0 | 0.048 | 0 | 0.002 | 0 | 0
| 0.528 | 0.015 | 0.155 | 0.006 | 0.043 | 0 | 0.003 | 0 | 0
| 0.528 | 0.089 | 0.074 | 0.05 | 0.034 | 0.006 | 0.005 | 0.025 | 0
| 0.528 | 0.181 | 0.053 | 0.151 | 0.029 | 0.039 | 0.009 | 0.081 | 0
| 0.528 | 0.354 | 0.182 | 0.31 | 0.08 | 0.094 | 0.012 | 0.146 | 0
| 0.528 | 0.452 | 0.236 | 0.492 | 0.102 | 0.194 | 0.021 | 0.228 | 0
| 0.528 | 0.431 | 0.245 | 0.541 | 0.101 | 0.349 | 0.04 | 0.608 | 0.001
| 0.528 | 0.355 | 0.257 | 0.475 | 0.073 | 0.629 | 0.071 | 0.718 | 0.001
| 0.528 | 0.21 | 0.238 | 0.38 | 0.044 | 0.645 | 0.095 | 0.681 | 0.002
| 0.528 | 0.15 | 0.2 | 0.456 | 0.022 | 0.513 | 0.106 | 0.62 | 0.002
| 0.528 | 0.121 | 0.183 | 0.372 | 0.012 | 0.352 | 0.105 | 0.492 | 0.003
| 0.528 | 0.073 | 0.17 | 0.22 | 0.005 | 0.234 | 0.092 | 0.286 | 0.003
| 0.528 | 0.025 | 0.176 | 0.071 | 0.001 | 0.111 | 0.056 | 0.123 | 0.002
| 0.528 | 0 | 0.25 | 0 | 0.001 | 0.019 | 0.041 | 0.011 | 0
| 0.528 | 0 | 0.232 | 0 | 0.013 | 0 | 0.032 | 0 | 0
| 0.528 | 0 | 0.205 | 0 | 0.082 | 0 | 0.024 | 0 | 0
| 0.528 | 0 | 0.179 | 0 | 0.2 | 0 | 0.024 | 0 | 0
| 0.528 | 0 | 0.17 | 0 | 0.286 | 0 | 0.021 | 0 | 0
| 0.528 | 0 | 0.165 | 0 | 0.294 | 0 | 0.021 | 0 | 0
| 0.528 | 0 | 0.157 | 0 | 0.256 | 0 | 0.021 | 0 | 0.002
| 0.528 | 0 | 0.183 | 0 | 0.164 | 0 | 0.016 | 0 | 0.003
| 0.528 | 0 | 0.209 | 0 | 0.094 | 0 | 0.014 | 0 | 0.002
| 0.528 | 0 | 0.22 | 0 | 0.049 | 0 | 0.013 | 0 | 0.001
| 0.528 | 0 | 0.241 | 0 | 0.047 | 0 | 0.013 | 0 | 0.001
| 0.528 | 0 | 0.259 | 0 | 0.067 | 0 | 0.015 | 0 | 0.002
| 0.528 | 0.027 | 0.21 | 0.019 | 0.147 | 0 | 0.022 | 0 | 0.003
| 0.528 | 0.11 | 0.071 | 0.056 | 0.137 | 0.02 | 0.033 | 0.006 | 0.004
| 0.528 | 0.211 | 0.112 | 0.108 | 0.046 | 0.08 | 0.026 | 0.035 | 0.005
| 0.528 | 0.298 | 0.202 | 0.175 | 0.021 | 0.156 | 0.038 | 0.079 | 0.012
| 0.528 | 0.274 | 0.214 | 0.282 | 0.022 | 0.236 | 0.07 | 0.099 | 0.035
| 0.528 | 0.183 | 0.179 | 0.352 | 0.029 | 0.335 | 0.105 | 0.13 | 0.074
| 0.528 | 0.116 | 0.146 | 0.3 | 0.031 | 0.269 | 0.124 | 0.17 | 0.117
| 0.528 | 0.099 | 0.129 | 0.195 | 0.018 | 0.209 | 0.133 | 0.176 | 0.159
| 0.528 | 0.095 | 0.133 | 0.126 | 0.007 | 0.155 | 0.136 | 0.133 | 0.152
| 0.528 | 0.081 | 0.141 | 0.075 | 0.006 | 0.099 | 0.131 | 0.097 | 0.123
| 0.528 | 0.056 | 0.164 | 0.04 | 0.025 | 0.053 | 0.101 | 0.056 | 0.132
| 0.528 | 0.024 | 0.251 | 0.013 | 0.076 | 0.023 | 0.079 | 0.043 | 0.153
| 0.528 | 0 | 0.342 | 0 | 0.175 | 0.005 | 0.068 | 0.004 | 0.089
| 0.528 | 0 | 0.403 | 0 | 0.268 | 0 | 0.091 | 0 | 0.088
| 0.528 | 0 | 0.413 | 0 | 0.3 | 0 | 0.128 | 0 | 0.161
| 0.528 | 0 | 0.407 | 0 | 0.251 | 0 | 0.121 | 0 | 0.265
| 0.528 | 0 | 0.457 | 0 | 0.267 | 0 | 0.154 | 0 | 0.206
| 0.528 | 0 | 0.501 | 0 | 0.256 | 0 | 0.179 | 0 | 0.153
| 0.528 | 0 | 0.638 | 0 | 0.256 | 0 | 0.2 | 0 | 0.164
| 0.528 | 0 | 0.693 | 0 | 0.234 | 0 | 0.207 | 0 | 0.176
| 0.528 | 0 | 0.727 | 0 | 0.242 | 0 | 0.234 | 0 | 0.201
| 0.528 | 0 | 0.727 | 0 | 0.286 | 0 | 0.237 | 0 | 0.254
| 0.528 | 0 | 0.724 | 0 | 0.301 | 0 | 0.303 | 0 | 0.278
| 0.528 | 0 | 0.755 | 0 | 0.32 | 0 | 0.368 | 0 | 0.278
| 0.528 | 0.012 | 0.744 | 0.017 | 0.285 | 0 | 0.398 | 0 | 0.249
| 0.528 | 0.077 | 0.734 | 0.143 | 0.113 | 0.006 | 0.366 | 0.008 | 0.196
| 0.528 | 0.224 | 0.747 | 0.308 | 0.094 | 0.034 | 0.32 | 0.032 | 0.193
| 0.528 | 0.393 | 0.785 | 0.399 | 0.376 | 0.095 | 0.352 | 0.062 | 0.163
| 0.528 | 0.543 | 0.833 | 0.459 | 0.617 | 0.172 | 0.488 | 0.116 | 0.195
| 0.528 | 0.554 | 0.847 | 0.486 | 0.73 | 0.297 | 0.588 | 0.113 | 0.195
| 0.528 | 0.489 | 0.861 | 0.48 | 0.779 | 0.35 | 0.646 | 0.153 | 0.207
| 0.528 | 0.375 | 0.872 | 0.443 | 0.802 | 0.388 | 0.675 | 0.174 | 0.172
| 0.528 | 0.257 | 0.85 | 0.377 | 0.831 | 0.382 | 0.674 | 0.099 | 0.103
| 0.528 | 0.204 | 0.816 | 0.289 | 0.853 | 0.34 | 0.601 | 0.085 | 0.074
| 0.528 | 0.141 | 0.774 | 0.17 | 0.839 | 0.253 | 0.536 | 0.051 | 0.036
| 0.528 | 0.047 | 0.683 | 0.056 | 0.768 | 0.112 | 0.362 | 0.015 | 0.014
| 0.528 | 0 | 0.567 | 0 | 0.718 | 0.015 | 0.282 | 0.001 | 0.019
| 0.528 | 0 | 0.484 | 0 | 0.674 | 0 | 0.273 | 0 | 0.012
| 0.528 | 0 | 0.422 | 0 | 0.619 | 0 | 0.192 | 0 | 0.006
| 0.528 | 0 | 0.407 | 0 | 0.56 | 0 | 0.14 | 0 | 0.008
| 0.528 | 0 | 0.343 | 0 | 0.485 | 0 | 0.118 | 0 | 0.013
| 0.528 | 0 | 0.274 | 0 | 0.364 | 0 | 0.093 | 0 | 0.025
| 0.528 | 0 | 0.218 | 0 | 0.326 | 0 | 0.069 | 0 | 0.03
| 0.528 | 0 | 0.206 | 0 | 0.314 | 0 | 0.05 | 0 | 0.051
| 0.528 | 0 | 0.23 | 0 | 0.353 | 0 | 0.034 | 0 | 0.085
| 0.528 | 0 | 0.221 | 0 | 0.362 | 0 | 0.025 | 0 | 0.093
| 0.528 | 0 | 0.211 | 0 | 0.334 | 0 | 0.036 | 0 | 0.082
| 0.528 | 0 | 0.228 | 0 | 0.302 | 0 | 0.051 | 0 | 0.096
| 0.528 | 0.023 | 0.302 | 0.005 | 0.266 | 0 | 0.049 | 0 | 0.201
| 0.528 | 0.125 | 0.291 | 0.034 | 0.182 | 0.006 | 0.054 | 0.006 | 0.211
| 0.528 | 0.158 | 0.315 | 0.06 | 0.095 | 0.037 | 0.093 | 0.028 | 0.251
| 0.528 | 0.18 | 0.413 | 0.09 | 0.036 | 0.073 | 0.095 | 0.061 | 0.265
| 0.528 | 0.231 | 0.527 | 0.176 | 0.029 | 0.088 | 0.074 | 0.098 | 0.311
| 0.528 | 0.318 | 0.557 | 0.319 | 0.074 | 0.083 | 0.035 | 0.123 | 0.365
| 0.528 | 0.408 | 0.545 | 0.475 | 0.125 | 0.093 | 0.04 | 0.138 | 0.468
| 0.528 | 0.448 | 0.566 | 0.481 | 0.147 | 0.102 | 0.132 | 0.128 | 0.494
| 0.528 | 0.441 | 0.576 | 0.351 | 0.164 | 0.11 | 0.231 | 0.112 | 0.503
| 0.528 | 0.343 | 0.561 | 0.206 | 0.163 | 0.071 | 0.267 | 0.071 | 0.468
| 0.528 | 0.199 | 0.466 | 0.108 | 0.179 | 0.043 | 0.245 | 0.041 | 0.393
| 0.528 | 0.052 | 0.422 | 0.032 | 0.231 | 0.015 | 0.188 | 0.014 | 0.275
| 0.528 | 0 | 0.416 | 0 | 0.319 | 0.003 | 0.15 | 0 | 0.196
| 0.528 | 0 | 0.346 | 0 | 0.308 | 0 | 0.101 | 0 | 0.16
| 0.528 | 0 | 0.327 | 0 | 0.32 | 0 | 0.053 | 0 | 0.122
| 0.528 | 0 | 0.321 | 0 | 0.339 | 0 | 0.023 | 0 | 0.123
| 0.528 | 0 | 0.316 | 0 | 0.337 | 0 | 0.009 | 0 | 0.158
| 0.528 | 0 | 0.311 | 0 | 0.316 | 0 | 0.002 | 0 | 0.148
| 0.528 | 0 | 0.3 | 0 | 0.28 | 0 | 0.001 | 0 | 0.11
| 0.528 | 0 | 0.294 | 0 | 0.289 | 0 | 0.007 | 0 | 0.068
| 0.528 | 0 | 0.275 | 0 | 0.302 | 0 | 0.007 | 0 | 0.048
| 0.528 | 0 | 0.268 | 0 | 0.312 | 0 | 0.012 | 0 | 0.052
| 0.528 | 0 | 0.274 | 0 | 0.316 | 0 | 0.013 | 0 | 0.053
| 0.528 | 0 | 0.294 | 0 | 0.326 | 0 | 0.019 | 0 | 0.045
| 0.528 | 0.008 | 0.295 | 0.008 | 0.267 | 0 | 0.034 | 0 | 0.042
| 0.528 | 0.057 | 0.193 | 0.064 | 0.086 | 0.002 | 0.038 | 0.033 | 0.026
| 0.528 | 0.12 | 0.087 | 0.175 | 0.009 | 0.015 | 0.038 | 0.075 | 0.022
| 0.528 | 0.206 | 0.071 | 0.335 | 0.002 | 0.034 | 0.036 | 0.124 | 0.029
| 0.528 | 0.373 | 0.274 | 0.5 | 0.001 | 0.052 | 0.032 | 0.227 | 0.038
| 0.528 | 0.507 | 0.391 | 0.568 | 0.003 | 0.07 | 0.025 | 0.381 | 0.072
| 0.528 | 0.559 | 0.391 | 0.57 | 0.022 | 0.105 | 0.025 | 0.398 | 0.127
| 0.528 | 0.532 | 0.37 | 0.532 | 0.073 | 0.143 | 0.045 | 0.362 | 0.236
| 0.528 | 0.422 | 0.344 | 0.436 | 0.116 | 0.118 | 0.082 | 0.31 | 0.328
| 0.528 | 0.265 | 0.27 | 0.229 | 0.088 | 0.065 | 0.179 | 0.199 | 0.344
| 0.528 | 0.135 | 0.215 | 0.091 | 0.177 | 0.033 | 0.274 | 0.126 | 0.342
| 0.528 | 0.036 | 0.302 | 0.025 | 0.322 | 0.014 | 0.363 | 0.038 | 0.342
| 0.528 | 0 | 0.317 | 0 | 0.436 | 0.001 | 0.491 | 0 | 0.316
| 0.528 | 0 | 0.261 | 0 | 0.422 | 0 | 0.695 | 0 | 0.272
| 0.528 | 0 | 0.236 | 0 | 0.39 | 0 | 0.798 | 0 | 0.272
| 0.528 | 0 | 0.266 | 0 | 0.372 | 0 | 0.84 | 0 | 0.225
| 0.528 | 0 | 0.337 | 0 | 0.36 | 0 | 0.861 | 0 | 0.142
| 0.528 | 0 | 0.481 | 0 | 0.352 | 0 | 0.876 | 0 | 0.076
| 0.528 | 0 | 0.441 | 0 | 0.361 | 0 | 0.884 | 0 | 0.041
| 0.528 | 0 | 0.395 | 0 | 0.415 | 0 | 0.847 | 0 | 0.032
| 0.528 | 0 | 0.325 | 0 | 0.431 | 0 | 0.759 | 0 | 0.018
| 0.528 | 0 | 0.349 | 0 | 0.437 | 0 | 0.622 | 0 | 0.011
| 0.528 | 0 | 0.376 | 0 | 0.42 | 0 | 0.475 | 0 | 0.01
| 0.528 | 0 | 0.395 | 0 | 0.423 | 0 | 0.365 | 0 | 0.011
| 0.528 | 0.018 | 0.348 | 0.014 | 0.422 | 0 | 0.29 | 0 | 0.015
| 0.528 | 0.149 | 0.177 | 0.092 | 0.269 | 0.017 | 0.27 | 0.019 | 0.014
| 0.528 | 0.291 | 0.3 | 0.158 | 0.213 | 0.089 | 0.26 | 0.078 | 0.021
| 0.528 | 0.367 | 0.442 | 0.258 | 0.525 | 0.196 | 0.3 | 0.088 | 0.024
| 0.528 | 0.377 | 0.472 | 0.392 | 0.557 | 0.415 | 0.347 | 0.13 | 0.027
| 0.528 | 0.486 | 0.485 | 0.493 | 0.533 | 0.555 | 0.376 | 0.213 | 0.033
| 0.528 | 0.558 | 0.479 | 0.649 | 0.494 | 0.589 | 0.375 | 0.429 | 0.039
| 0.528 | 0.466 | 0.477 | 0.627 | 0.402 | 0.58 | 0.321 | 0.414 | 0.038
| 0.528 | 0.316 | 0.464 | 0.533 | 0.313 | 0.504 | 0.254 | 0.467 | 0.032
| 0.528 | 0.168 | 0.432 | 0.391 | 0.223 | 0.403 | 0.185 | 0.353 | 0.022
| 0.528 | 0.072 | 0.339 | 0.214 | 0.126 | 0.275 | 0.122 | 0.149 | 0.009
| 0.528 | 0.017 | 0.293 | 0.055 | 0.17 | 0.12 | 0.051 | 0.052 | 0.001
| 0.528 | 0 | 0.326 | 0 | 0.265 | 0.017 | 0.02 | 0.002 | 0
| 0.528 | 0 | 0.259 | 0 | 0.435 | 0 | 0.014 | 0 | 0
| 0.528 | 0 | 0.252 | 0 | 0.487 | 0 | 0.016 | 0 | 0
| 0.528 | 0 | 0.257 | 0 | 0.42 | 0 | 0.016 | 0 | 0
| 0.528 | 0 | 0.225 | 0 | 0.372 | 0 | 0.014 | 0 | 0
| 0.528 | 0 | 0.174 | 0 | 0.348 | 0 | 0.013 | 0 | 0
| 0.528 | 0 | 0.134 | 0 | 0.316 | 0 | 0.008 | 0 | 0.001
| 0.528 | 0 | 0.114 | 0 | 0.274 | 0 | 0.005 | 0 | 0.003
| 0.528 | 0 | 0.087 | 0 | 0.255 | 0 | 0.002 | 0 | 0.008
| 0.528 | 0 | 0.053 | 0 | 0.26 | 0 | 0.001 | 0 | 0.013
| 0.528 | 0 | 0.041 | 0 | 0.274 | 0 | 0.001 | 0 | 0.019
| 0.528 | 0 | 0.035 | 0 | 0.236 | 0 | 0 | 0 | 0.026
| 0.528 | 0.026 | 0.021 | 0.008 | 0.197 | 0 | 0 | 0 | 0.031
| 0.528 | 0.198 | 0.004 | 0.058 | 0.093 | 0.007 | 0 | 0.019 | 0.024
| 0.528 | 0.394 | 0 | 0.118 | 0.022 | 0.042 | 0 | 0.075 | 0.018
| 0.528 | 0.546 | 0.004 | 0.237 | 0.046 | 0.091 | 0 | 0.144 | 0.027
| 0.528 | 0.655 | 0.005 | 0.439 | 0.03 | 0.181 | 0 | 0.21 | 0.04
| 0.528 | 0.694 | 0.007 | 0.549 | 0.017 | 0.325 | 0 | 0.286 | 0.051
| 0.528 | 0.693 | 0.011 | 0.571 | 0.01 | 0.362 | 0 | 0.39 | 0.053
| 0.528 | 0.628 | 0.02 | 0.564 | 0.006 | 0.58 | 0.001 | 0.488 | 0.047
| 0.528 | 0.552 | 0.035 | 0.514 | 0.006 | 0.542 | 0.002 | 0.46 | 0.043
| 0.528 | 0.382 | 0.037 | 0.367 | 0.014 | 0.452 | 0.005 | 0.251 | 0.036
| 0.528 | 0.166 | 0.014 | 0.2 | 0.029 | 0.353 | 0.012 | 0.094 | 0.024
| 0.528 | 0.024 | 0.011 | 0.05 | 0.084 | 0.169 | 0.016 | 0.026 | 0.033
| 0.528 | 0 | 0.066 | 0 | 0.17 | 0.025 | 0.028 | 0 | 0.036
| 0.528 | 0 | 0.088 | 0 | 0.194 | 0 | 0.035 | 0 | 0.029
| 0.528 | 0 | 0.077 | 0 | 0.149 | 0 | 0.042 | 0 | 0.035
| 0.528 | 0 | 0.112 | 0 | 0.077 | 0 | 0.048 | 0 | 0.041
| 0.528 | 0 | 0.152 | 0 | 0.038 | 0 | 0.055 | 0 | 0.046
| 0.528 | 0 | 0.131 | 0 | 0.03 | 0 | 0.067 | 0 | 0.048
| 0.528 | 0 | 0.093 | 0 | 0.027 | 0 | 0.074 | 0 | 0.047
| 0.528 | 0 | 0.076 | 0 | 0.028 | 0 | 0.077 | 0 | 0.035
| 0.528 | 0 | 0.081 | 0 | 0.03 | 0 | 0.072 | 0 | 0.017
| 0.528 | 0 | 0.08 | 0 | 0.025 | 0 | 0.076 | 0 | 0.005
| 0.528 | 0 | 0.063 | 0 | 0.017 | 0 | 0.088 | 0 | 0.001
| 0.528 | 0 | 0.045 | 0 | 0.01 | 0 | 0.101 | 0 | 0
| 0.528 | 0.003 | 0.039 | 0 | 0.006 | 0 | 0.107 | 0 | 0
| 0.528 | 0.029 | 0.019 | 0.018 | 0.001 | 0.016 | 0.086 | 0.013 | 0
| 0.528 | 0.046 | 0.017 | 0.05 | 0 | 0.089 | 0.052 | 0.047 | 0.001
| 0.528 | 0.082 | 0.02 | 0.086 | 0.001 | 0.205 | 0.05 | 0.092 | 0
| 0.528 | 0.188 | 0.068 | 0.128 | 0.003 | 0.35 | 0.144 | 0.149 | 0
| 0.528 | 0.303 | 0.133 | 0.17 | 0.017 | 0.479 | 0.193 | 0.204 | 0
| 0.528 | 0.412 | 0.241 | 0.151 | 0.041 | 0.544 | 0.211 | 0.196 | 0
| 0.528 | 0.416 | 0.376 | 0.131 | 0.042 | 0.544 | 0.204 | 0.174 | 0
| 0.528 | 0.425 | 0.447 | 0.087 | 0.037 | 0.488 | 0.191 | 0.176 | 0.001
| 0.528 | 0.338 | 0.417 | 0.04 | 0.033 | 0.39 | 0.172 | 0.129 | 0.002
| 0.528 | 0.195 | 0.341 | 0.017 | 0.045 | 0.257 | 0.145 | 0.072 | 0.004
| 0.528 | 0.052 | 0.346 | 0.002 | 0.069 | 0.105 | 0.128 | 0.02 | 0.008
| 0.528 | 0 | 0.395 | 0 | 0.078 | 0.013 | 0.143 | 0 | 0.013
| 0.528 | 0 | 0.362 | 0 | 0.082 | 0 | 0.124 | 0 | 0.022
| 0.528 | 0 | 0.294 | 0 | 0.078 | 0 | 0.1 | 0 | 0.039
| 0.528 | 0 | 0.173 | 0 | 0.068 | 0 | 0.093 | 0 | 0.036
| 0.528 | 0 | 0.092 | 0 | 0.059 | 0 | 0.083 | 0 | 0.034
| 0.528 | 0 | 0.037 | 0 | 0.042 | 0 | 0.077 | 0 | 0.027
| 0.528 | 0 | 0.007 | 0 | 0.029 | 0 | 0.07 | 0 | 0.019
| 0.528 | 0 | 0 | 0 | 0.03 | 0 | 0.065 | 0 | 0.013
| 0.528 | 0 | 0 | 0 | 0.021 | 0 | 0.064 | 0 | 0.012
| 0.528 | 0 | 0.006 | 0 | 0.012 | 0 | 0.062 | 0 | 0.015
| 0.528 | 0 | 0.022 | 0 | 0.006 | 0 | 0.057 | 0 | 0.018
| 0.528 | 0 | 0.051 | 0 | 0.001 | 0 | 0.054 | 0 | 0.021
| 0.528 | 0.007 | 0.063 | 0 | 0 | 0 | 0.051 | 0 | 0.024
| 0.528 | 0.074 | 0.031 | 0.022 | 0 | 0.033 | 0.041 | 0.017 | 0.025
| 0.528 | 0.202 | 0.026 | 0.051 | 0.001 | 0.186 | 0.028 | 0.09 | 0.018
| 0.528 | 0.335 | 0.037 | 0.075 | 0.003 | 0.371 | 0.048 | 0.232 | 0.012
| 0.528 | 0.473 | 0.045 | 0.098 | 0.01 | 0.467 | 0.067 | 0.375 | 0.017
| 0.528 | 0.506 | 0.069 | 0.142 | 0.024 | 0.49 | 0.071 | 0.47 | 0.026
| 0.528 | 0.466 | 0.102 | 0.214 | 0.033 | 0.502 | 0.072 | 0.531 | 0.025
| 0.528 | 0.372 | 0.132 | 0.264 | 0.028 | 0.425 | 0.068 | 0.57 | 0.017
| 0.528 | 0.217 | 0.145 | 0.217 | 0.023 | 0.367 | 0.06 | 0.464 | 0.01
| 0.528 | 0.134 | 0.152 | 0.121 | 0.017 | 0.277 | 0.051 | 0.299 | 0.006
| 0.528 | 0.067 | 0.132 | 0.062 | 0.006 | 0.17 | 0.041 | 0.177 | 0.003
| 0.528 | 0.013 | 0.118 | 0.016 | 0.012 | 0.076 | 0.03 | 0.073 | 0.003
| 0.528 | 0 | 0.142 | 0 | 0.03 | 0.008 | 0.035 | 0.002 | 0.005
| 0.528 | 0 | 0.124 | 0 | 0.043 | 0 | 0.041 | 0 | 0.007
| 0.528 | 0 | 0.093 | 0 | 0.054 | 0 | 0.045 | 0 | 0.009
| 0.528 | 0 | 0.088 | 0 | 0.061 | 0 | 0.041 | 0 | 0.011
| 0.528 | 0 | 0.072 | 0 | 0.055 | 0 | 0.035 | 0 | 0.014
| 0.528 | 0 | 0.066 | 0 | 0.034 | 0 | 0.035 | 0 | 0.017
| 0.528 | 0 | 0.067 | 0 | 0.017 | 0 | 0.033 | 0 | 0.019
| 0.528 | 0 | 0.059 | 0 | 0.008 | 0 | 0.029 | 0 | 0.019
| 0.528 | 0 | 0.064 | 0 | 0.004 | 0 | 0.025 | 0 | 0.018
| 0.528 | 0 | 0.054 | 0 | 0.002 | 0 | 0.021 | 0 | 0.02
| 0.528 | 0 | 0.046 | 0 | 0.001 | 0 | 0.021 | 0 | 0.023
| 0.528 | 0 | 0.045 | 0 | 0.001 | 0 | 0.017 | 0 | 0.03
| 0.528 | 0 | 0.045 | 0.004 | 0 | 0 | 0.017 | 0 | 0.036
| 0.528 | 0.009 | 0.056 | 0.071 | 0 | 0.006 | 0.014 | 0.053 | 0.037
| 0.528 | 0.031 | 0.072 | 0.184 | 0 | 0.042 | 0.007 | 0.179 | 0.022
| 0.528 | 0.055 | 0.085 | 0.267 | 0.001 | 0.076 | 0.008 | 0.343 | 0.028
| 0.528 | 0.085 | 0.089 | 0.339 | 0.006 | 0.098 | 0.008 | 0.48 | 0.035
| 0.528 | 0.134 | 0.086 | 0.421 | 0.015 | 0.114 | 0.009 | 0.604 | 0.04
| 0.528 | 0.173 | 0.07 | 0.389 | 0.019 | 0.124 | 0.008 | 0.649 | 0.037
| 0.528 | 0.194 | 0.052 | 0.281 | 0.016 | 0.133 | 0.012 | 0.586 | 0.031
| 0.528 | 0.176 | 0.04 | 0.241 | 0.011 | 0.146 | 0.018 | 0.391 | 0.026
| 0.528 | 0.134 | 0.039 | 0.179 | 0.013 | 0.134 | 0.027 | 0.246 | 0.021
| 0.528 | 0.066 | 0.037 | 0.106 | 0.017 | 0.077 | 0.033 | 0.137 | 0.012
| 0.528 | 0.014 | 0.028 | 0.023 | 0.046 | 0.024 | 0.03 | 0.054 | 0.009
| 0.528 | 0 | 0.037 | 0 | 0.151 | 0 | 0.042 | 0.001 | 0.015
| 0.528 | 0 | 0.032 | 0 | 0.179 | 0 | 0.058 | 0 | 0.023
| 0.528 | 0 | 0.035 | 0 | 0.195 | 0 | 0.071 | 0 | 0.041
| 0.528 | 0 | 0.042 | 0 | 0.175 | 0 | 0.093 | 0 | 0.053
| 0.528 | 0 | 0.039 | 0 | 0.138 | 0 | 0.073 | 0 | 0.05
| 0.528 | 0 | 0.031 | 0 | 0.111 | 0 | 0.061 | 0 | 0.051
| 0.528 | 0 | 0.017 | 0 | 0.099 | 0 | 0.045 | 0 | 0.06
| 0.528 | 0 | 0.011 | 0 | 0.089 | 0 | 0.033 | 0 | 0.069
| 0.528 | 0 | 0.005 | 0 | 0.078 | 0 | 0.032 | 0 | 0.095
| 0.528 | 0 | 0.007 | 0 | 0.064 | 0 | 0.032 | 0 | 0.118
| 0.528 | 0 | 0.011 | 0 | 0.068 | 0 | 0.033 | 0 | 0.137
| 0.528 | 0 | 0.015 | 0 | 0.059 | 0 | 0.034 | 0 | 0.116
| 0.528 | 0.004 | 0.019 | 0.004 | 0.047 | 0 | 0.033 | 0 | 0.111
| 0.528 | 0.077 | 0.021 | 0.078 | 0.05 | 0 | 0.03 | 0.004 | 0.09
| 0.528 | 0.253 | 0.024 | 0.287 | 0.084 | 0.016 | 0.026 | 0.021 | 0.059
| 0.528 | 0.432 | 0.032 | 0.481 | 0.158 | 0.046 | 0.025 | 0.043 | 0.053
| 0.528 | 0.562 | 0.038 | 0.596 | 0.243 | 0.08 | 0.044 | 0.063 | 0.035
| 0.528 | 0.547 | 0.034 | 0.621 | 0.334 | 0.123 | 0.067 | 0.078 | 0.032
| 0.528 | 0.517 | 0.027 | 0.588 | 0.413 | 0.142 | 0.072 | 0.092 | 0.027
| 0.528 | 0.444 | 0.028 | 0.542 | 0.459 | 0.147 | 0.096 | 0.083 | 0.02
| 0.528 | 0.336 | 0.033 | 0.483 | 0.466 | 0.133 | 0.114 | 0.062 | 0.021
| 0.528 | 0.28 | 0.034 | 0.304 | 0.42 | 0.08 | 0.101 | 0.034 | 0.037
| 0.528 | 0.203 | 0.02 | 0.12 | 0.398 | 0.035 | 0.083 | 0.019 | 0.062
| 0.528 | 0.039 | 0.028 | 0.024 | 0.398 | 0.012 | 0.099 | 0.007 | 0.086
| 0.528 | 0 | 0.095 | 0 | 0.37 | 0 | 0.12 | 0 | 0.091
| 0.528 | 0 | 0.093 | 0 | 0.289 | 0 | 0.121 | 0 | 0.105
| 0.528 | 0 | 0.073 | 0 | 0.231 | 0 | 0.112 | 0 | 0.103
| 0.528 | 0 | 0.083 | 0 | 0.208 | 0 | 0.103 | 0 | 0.087
| 0.528 | 0 | 0.12 | 0 | 0.197 | 0 | 0.09 | 0 | 0.077
| 0.528 | 0 | 0.157 | 0 | 0.189 | 0 | 0.073 | 0 | 0.073
| 0.528 | 0 | 0.161 | 0 | 0.161 | 0 | 0.055 | 0 | 0.071
| 0.528 | 0 | 0.181 | 0 | 0.123 | 0 | 0.061 | 0 | 0.088
| 0.528 | 0 | 0.205 | 0 | 0.103 | 0 | 0.057 | 0 | 0.099
| 0.528 | 0 | 0.197 | 0 | 0.1 | 0 | 0.045 | 0 | 0.072
| 0.528 | 0 | 0.208 | 0 | 0.093 | 0 | 0.04 | 0 | 0.057
| 0.528 | 0 | 0.199 | 0 | 0.127 | 0 | 0.044 | 0 | 0.049
| 0.528 | 0.003 | 0.167 | 0.002 | 0.117 | 0 | 0.068 | 0 | 0.068
| 0.528 | 0.045 | 0.153 | 0.043 | 0.051 | 0 | 0.112 | 0.002 | 0.129
| 0.528 | 0.182 | 0.179 | 0.082 | 0.018 | 0.012 | 0.091 | 0.013 | 0.358
| 0.528 | 0.386 | 0.325 | 0.083 | 0.014 | 0.024 | 0.049 | 0.028 | 0.574
| 0.528 | 0.464 | 0.47 | 0.097 | 0.018 | 0.038 | 0.044 | 0.041 | 0.613
| 0.528 | 0.486 | 0.522 | 0.11 | 0.034 | 0.048 | 0.031 | 0.056 | 0.556
| 0.528 | 0.495 | 0.457 | 0.117 | 0.049 | 0.074 | 0.042 | 0.078 | 0.479
| 0.528 | 0.494 | 0.375 | 0.105 | 0.059 | 0.07 | 0.045 | 0.09 | 0.344
| 0.528 | 0.426 | 0.325 | 0.088 | 0.089 | 0.078 | 0.051 | 0.095 | 0.243
| 0.528 | 0.284 | 0.27 | 0.075 | 0.155 | 0.074 | 0.045 | 0.069 | 0.145
| 0.528 | 0.124 | 0.17 | 0.038 | 0.199 | 0.048 | 0.023 | 0.04 | 0.099
| 0.528 | 0.018 | 0.233 | 0.005 | 0.245 | 0.022 | 0.02 | 0.01 | 0.091
| 0.528 | 0 | 0.29 | 0 | 0.273 | 0 | 0.023 | 0 | 0.081
| 0.528 | 0 | 0.289 | 0 | 0.266 | 0 | 0.023 | 0 | 0.038
| 0.528 | 0 | 0.32 | 0 | 0.264 | 0 | 0.017 | 0 | 0.026
| 0.528 | 0 | 0.354 | 0 | 0.252 | 0 | 0.017 | 0 | 0.02
| 0.528 | 0 | 0.378 | 0 | 0.235 | 0 | 0.016 | 0 | 0.015
| 0.528 | 0 | 0.329 | 0 | 0.209 | 0 | 0.011 | 0 | 0.009
| 0.528 | 0 | 0.3 | 0 | 0.167 | 0 | 0.008 | 0 | 0.004
| 0.528 | 0 | 0.337 | 0 | 0.119 | 0 | 0.004 | 0 | 0.002
| 0.528 | 0 | 0.247 | 0 | 0.103 | 0 | 0.002 | 0 | 0.001
| 0.528 | 0 | 0.212 | 0 | 0.106 | 0 | 0.002 | 0 | 0
| 0.528 | 0 | 0.196 | 0 | 0.1 | 0 | 0.002 | 0 | 0.001
| 0.528 | 0 | 0.189 | 0 | 0.077 | 0 | 0.001 | 0 | 0.002
| 0.528 | 0.001 | 0.164 | 0 | 0.07 | 0 | 0 | 0 | 0.004
| 0.528 | 0.026 | 0.093 | 0.056 | 0.082 | 0.001 | 0 | 0.008 | 0.005
| 0.528 | 0.068 | 0.041 | 0.216 | 0.094 | 0.02 | 0 | 0.035 | 0.005
| 0.528 | 0.16 | 0.043 | 0.345 | 0.156 | 0.059 | 0 | 0.072 | 0.005
| 0.528 | 0.314 | 0.059 | 0.28 | 0.207 | 0.101 | 0 | 0.108 | 0.005
| 0.528 | 0.369 | 0.063 | 0.349 | 0.231 | 0.199 | 0 | 0.125 | 0.005
| 0.528 | 0.329 | 0.098 | 0.381 | 0.237 | 0.28 | 0.001 | 0.128 | 0.005
| 0.528 | 0.315 | 0.155 | 0.462 | 0.196 | 0.345 | 0.002 | 0.121 | 0.003
| 0.528 | 0.281 | 0.214 | 0.478 | 0.144 | 0.278 | 0.005 | 0.116 | 0.001
| 0.528 | 0.231 | 0.245 | 0.325 | 0.095 | 0.205 | 0.007 | 0.089 | 0
| 0.528 | 0.159 | 0.175 | 0.17 | 0.073 | 0.116 | 0.005 | 0.053 | 0
| 0.528 | 0.029 | 0.206 | 0.029 | 0.17 | 0.051 | 0.002 | 0.017 | 0
| 0.528 | 0 | 0.264 | 0 | 0.343 | 0.002 | 0.002 | 0 | 0
| 0.528 | 0 | 0.241 | 0 | 0.406 | 0 | 0.004 | 0 | 0
| 0.528 | 0 | 0.234 | 0 | 0.341 | 0 | 0.011 | 0 | 0
| 0.528 | 0 | 0.224 | 0 | 0.312 | 0 | 0.019 | 0 | 0
| 0.528 | 0 | 0.213 | 0 | 0.282 | 0 | 0.024 | 0 | 0
| 0.528 | 0 | 0.204 | 0 | 0.279 | 0 | 0.031 | 0 | 0.001
| 0.528 | 0 | 0.169 | 0 | 0.295 | 0 | 0.045 | 0 | 0
| 0.528 | 0 | 0.121 | 0 | 0.318 | 0 | 0.047 | 0 | 0
| 0.528 | 0 | 0.112 | 0 | 0.364 | 0 | 0.055 | 0 | 0.001
| 0.528 | 0 | 0.093 | 0 | 0.376 | 0 | 0.113 | 0 | 0.001
| 0.528 | 0 | 0.061 | 0 | 0.412 | 0 | 0.145 | 0 | 0.002
| 0.528 | 0 | 0.041 | 0 | 0.417 | 0 | 0.191 | 0 | 0.006
| 0.528 | 0 | 0.026 | 0.004 | 0.359 | 0 | 0.21 | 0 | 0.009
| 0.528 | 0.032 | 0.03 | 0.116 | 0.142 | 0.001 | 0.165 | 0.001 | 0.014
| 0.528 | 0.166 | 0.046 | 0.238 | 0.028 | 0.028 | 0.188 | 0.017 | 0.018
| 0.528 | 0.429 | 0.071 | 0.39 | 0.044 | 0.08 | 0.241 | 0.043 | 0.04
| 0.528 | 0.599 | 0.125 | 0.56 | 0.043 | 0.149 | 0.301 | 0.056 | 0.071
| 0.528 | 0.664 | 0.21 | 0.57 | 0.031 | 0.177 | 0.295 | 0.065 | 0.112
| 0.528 | 0.681 | 0.293 | 0.503 | 0.013 | 0.175 | 0.264 | 0.071 | 0.196
| 0.528 | 0.653 | 0.372 | 0.387 | 0.001 | 0.153 | 0.225 | 0.133 | 0.302
| 0.528 | 0.548 | 0.463 | 0.286 | 0 | 0.115 | 0.196 | 0.152 | 0.358
| 0.528 | 0.398 | 0.556 | 0.172 | 0.001 | 0.083 | 0.214 | 0.155 | 0.308
| 0.528 | 0.179 | 0.55 | 0.065 | 0.027 | 0.058 | 0.271 | 0.107 | 0.192
| 0.528 | 0.027 | 0.523 | 0.006 | 0.167 | 0.036 | 0.331 | 0.04 | 0.085
| 0.528 | 0 | 0.527 | 0 | 0.213 | 0.001 | 0.343 | 0 | 0.103
| 0.528 | 0 | 0.52 | 0 | 0.074 | 0 | 0.355 | 0 | 0.176
| 0.528 | 0 | 0.486 | 0 | 0.008 | 0 | 0.337 | 0 | 0.209
| 0.528 | 0 | 0.511 | 0 | 0.019 | 0 | 0.341 | 0 | 0.162
| 0.528 | 0 | 0.544 | 0 | 0.113 | 0 | 0.35 | 0 | 0.145
| 0.528 | 0 | 0.523 | 0 | 0.231 | 0 | 0.365 | 0 | 0.152
| 0.528 | 0 | 0.523 | 0 | 0.337 | 0 | 0.386 | 0 | 0.117
| 0.528 | 0 | 0.533 | 0 | 0.311 | 0 | 0.413 | 0 | 0.079
| 0.528 | 0 | 0.514 | 0 | 0.282 | 0 | 0.454 | 0 | 0.049
| 0.528 | 0 | 0.454 | 0 | 0.3 | 0 | 0.498 | 0 | 0.039
| 0.528 | 0 | 0.408 | 0 | 0.294 | 0 | 0.53 | 0 | 0.041
| 0.528 | 0 | 0.358 | 0 | 0.294 | 0 | 0.54 | 0 | 0.041
| 0.528 | 0.001 | 0.314 | 0 | 0.284 | 0 | 0.515 | 0 | 0.032
| 0.528 | 0.066 | 0.202 | 0.008 | 0.288 | 0.01 | 0.474 | 0.007 | 0.031
| 0.528 | 0.189 | 0.228 | 0.029 | 0.27 | 0.115 | 0.459 | 0.071 | 0.02
| 0.528 | 0.296 | 0.234 | 0.055 | 0.277 | 0.29 | 0.441 | 0.211 | 0.03
| 0.528 | 0.338 | 0.225 | 0.079 | 0.259 | 0.438 | 0.37 | 0.392 | 0.03
| 0.528 | 0.309 | 0.209 | 0.097 | 0.228 | 0.581 | 0.272 | 0.494 | 0.028
| 0.528 | 0.275 | 0.176 | 0.108 | 0.207 | 0.677 | 0.162 | 0.569 | 0.035
| 0.528 | 0.255 | 0.146 | 0.106 | 0.208 | 0.686 | 0.103 | 0.582 | 0.04
| 0.528 | 0.212 | 0.112 | 0.097 | 0.195 | 0.632 | 0.069 | 0.511 | 0.034
| 0.528 | 0.141 | 0.075 | 0.081 | 0.137 | 0.524 | 0.045 | 0.424 | 0.022
| 0.528 | 0.072 | 0.037 | 0.056 | 0.054 | 0.341 | 0.025 | 0.25 | 0.009
| 0.528 | 0.008 | 0.042 | 0.01 | 0.025 | 0.141 | 0.008 | 0.069 | 0.003
| 0.528 | 0 | 0.071 | 0 | 0.048 | 0.004 | 0.001 | 0 | 0.002
| 0.528 | 0 | 0.06 | 0 | 0.129 | 0 | 0 | 0 | 0.002
| 0.528 | 0 | 0.04 | 0 | 0.18 | 0 | 0.001 | 0 | 0.001
| 0.528 | 0 | 0.031 | 0 | 0.185 | 0 | 0.001 | 0 | 0
| 0.528 | 0 | 0.023 | 0 | 0.181 | 0 | 0 | 0 | 0.001
| 0.528 | 0 | 0.01 | 0 | 0.175 | 0 | 0 | 0 | 0.006
| 0.528 | 0 | 0.005 | 0 | 0.16 | 0 | 0.001 | 0 | 0.008
| 0.528 | 0 | 0.003 | 0 | 0.11 | 0 | 0.003 | 0 | 0.009
| 0.528 | 0 | 0.004 | 0 | 0.106 | 0 | 0.009 | 0 | 0.012
| 0.528 | 0 | 0.008 | 0 | 0.125 | 0 | 0.017 | 0 | 0.018
| 0.528 | 0 | 0.018 | 0 | 0.155 | 0 | 0.023 | 0 | 0.023
| 0.528 | 0 | 0.03 | 0 | 0.125 | 0 | 0.025 | 0 | 0.026
| 0.528 | 0.005 | 0.04 | 0.002 | 0.074 | 0 | 0.027 | 0 | 0.026
| 0.528 | 0.148 | 0.012 | 0.129 | 0.022 | 0.009 | 0.033 | 0.011 | 0.021
| 0.528 | 0.356 | 0.014 | 0.345 | 0.041 | 0.132 | 0.045 | 0.047 | 0.018
| 0.528 | 0.522 | 0.023 | 0.524 | 0.102 | 0.245 | 0.063 | 0.082 | 0.021
| 0.528 | 0.546 | 0.042 | 0.647 | 0.071 | 0.231 | 0.076 | 0.094 | 0.042
| 0.528 | 0.656 | 0.058 | 0.711 | 0.033 | 0.203 | 0.091 | 0.127 | 0.058
| 0.528 | 0.727 | 0.066 | 0.719 | 0.014 | 0.134 | 0.102 | 0.131 | 0.081
| 0.528 | 0.688 | 0.054 | 0.669 | 0.004 | 0.108 | 0.107 | 0.106 | 0.081
| 0.528 | 0.498 | 0.051 | 0.564 | 0.001 | 0.092 | 0.114 | 0.093 | 0.079
| 0.528 | 0.205 | 0.035 | 0.398 | 0 | 0.065 | 0.118 | 0.051 | 0.101
| 0.528 | 0.05 | 0.036 | 0.168 | 0.008 | 0.031 | 0.123 | 0.022 | 0.169
| 0.528 | 0.003 | 0.048 | 0.013 | 0.146 | 0.007 | 0.129 | 0.004 | 0.291
| 0.528 | 0 | 0.09 | 0 | 0.341 | 0 | 0.146 | 0 | 0.35
| 0.528 | 0 | 0.129 | 0 | 0.316 | 0 | 0.161 | 0 | 0.393
| 0.528 | 0 | 0.135 | 0 | 0.155 | 0 | 0.222 | 0 | 0.398
| 0.528 | 0 | 0.15 | 0 | 0.113 | 0 | 0.256 | 0 | 0.368
| 0.528 | 0 | 0.156 | 0 | 0.081 | 0 | 0.231 | 0 | 0.294
| 0.528 | 0 | 0.135 | 0 | 0.081 | 0 | 0.17 | 0 | 0.192
| 0.528 | 0 | 0.157 | 0 | 0.088 | 0 | 0.129 | 0 | 0.192
| 0.528 | 0 | 0.222 | 0 | 0.099 | 0 | 0.112 | 0 | 0.206
| 0.528 | 0 | 0.288 | 0 | 0.117 | 0 | 0.096 | 0 | 0.217
| 0.528 | 0 | 0.337 | 0 | 0.132 | 0 | 0.076 | 0 | 0.397
| 0.528 | 0 | 0.418 | 0 | 0.141 | 0 | 0.075 | 0 | 0.426
| 0.528 | 0 | 0.601 | 0 | 0.136 | 0 | 0.07 | 0 | 0.259
| 0.528 | 0 | 0.683 | 0 | 0.118 | 0 | 0.072 | 0 | 0.159
| 0.528 | 0.009 | 0.677 | 0.008 | 0.073 | 0 | 0.074 | 0.007 | 0.097
| 0.528 | 0.021 | 0.587 | 0.025 | 0.05 | 0.021 | 0.066 | 0.036 | 0.078
| 0.528 | 0.043 | 0.56 | 0.107 | 0.02 | 0.046 | 0.065 | 0.051 | 0.073
| 0.528 | 0.071 | 0.488 | 0.442 | 0.008 | 0.08 | 0.07 | 0.066 | 0.062
| 0.528 | 0.098 | 0.395 | 0.556 | 0.007 | 0.1 | 0.087 | 0.095 | 0.057
| 0.528 | 0.12 | 0.346 | 0.602 | 0.012 | 0.114 | 0.134 | 0.108 | 0.077
| 0.528 | 0.124 | 0.339 | 0.587 | 0.007 | 0.146 | 0.197 | 0.089 | 0.081
| 0.528 | 0.091 | 0.335 | 0.468 | 0.001 | 0.157 | 0.347 | 0.066 | 0.094
| 0.528 | 0.069 | 0.328 | 0.341 | 0 | 0.115 | 0.448 | 0.063 | 0.107
| 0.528 | 0.029 | 0.291 | 0.128 | 0.002 | 0.058 | 0.642 | 0.033 | 0.118
| 0.528 | 0.001 | 0.289 | 0.008 | 0.064 | 0.017 | 0.656 | 0.006 | 0.137
| 0.528 | 0 | 0.287 | 0 | 0.11 | 0 | 0.631 | 0 | 0.123
| 0.528 | 0 | 0.296 | 0 | 0.037 | 0 | 0.568 | 0 | 0.094
| 0.528 | 0 | 0.302 | 0 | 0.01 | 0 | 0.513 | 0 | 0.093
| 0.528 | 0 | 0.285 | 0 | 0.007 | 0 | 0.489 | 0 | 0.109
| 0.528 | 0 | 0.294 | 0 | 0.007 | 0 | 0.476 | 0 | 0.115
| 0.528 | 0 | 0.249 | 0 | 0.006 | 0 | 0.509 | 0 | 0.128
| 0.528 | 0 | 0.199 | 0 | 0.005 | 0 | 0.494 | 0 | 0.169
| 0.528 | 0 | 0.209 | 0 | 0.008 | 0 | 0.515 | 0 | 0.178
| 0.528 | 0 | 0.251 | 0 | 0.015 | 0 | 0.519 | 0 | 0.149
| 0.528 | 0 | 0.271 | 0 | 0.031 | 0 | 0.506 | 0 | 0.12
| 0.528 | 0 | 0.241 | 0 | 0.039 | 0 | 0.464 | 0 | 0.101
| 0.528 | 0 | 0.228 | 0 | 0.054 | 0 | 0.416 | 0 | 0.078
| 0.528 | 0 | 0.245 | 0 | 0.061 | 0 | 0.385 | 0 | 0.051
| 0.528 | 0.023 | 0.239 | 0.012 | 0.058 | 0 | 0.398 | 0.001 | 0.045
| 0.528 | 0.076 | 0.231 | 0.058 | 0.069 | 0.041 | 0.466 | 0.024 | 0.039
| 0.528 | 0.139 | 0.274 | 0.19 | 0.087 | 0.138 | 0.47 | 0.052 | 0.04
| 0.528 | 0.197 | 0.373 | 0.44 | 0.076 | 0.238 | 0.494 | 0.081 | 0.043
| 0.528 | 0.306 | 0.448 | 0.549 | 0.092 | 0.384 | 0.527 | 0.117 | 0.045
| 0.528 | 0.568 | 0.526 | 0.555 | 0.168 | 0.482 | 0.535 | 0.116 | 0.038
| 0.528 | 0.546 | 0.529 | 0.417 | 0.189 | 0.469 | 0.51 | 0.1 | 0.037
| 0.528 | 0.435 | 0.506 | 0.238 | 0.099 | 0.416 | 0.429 | 0.076 | 0.032
| 0.528 | 0.33 | 0.427 | 0.169 | 0.064 | 0.311 | 0.272 | 0.044 | 0.021
| 0.528 | 0.147 | 0.311 | 0.108 | 0.148 | 0.204 | 0.188 | 0.021 | 0.012
| 0.528 | 0.013 | 0.371 | 0.01 | 0.43 | 0.076 | 0.167 | 0.003 | 0.011
| 0.528 | 0 | 0.302 | 0 | 0.586 | 0 | 0.126 | 0 | 0.012
| 0.528 | 0 | 0.262 | 0 | 0.541 | 0 | 0.122 | 0 | 0.007
| 0.528 | 0 | 0.257 | 0 | 0.424 | 0 | 0.141 | 0 | 0.004
| 0.528 | 0 | 0.223 | 0 | 0.379 | 0 | 0.136 | 0 | 0.002
| 0.528 | 0 | 0.197 | 0 | 0.328 | 0 | 0.138 | 0 | 0.002
| 0.528 | 0 | 0.152 | 0 | 0.274 | 0 | 0.156 | 0 | 0.003
| 0.528 | 0 | 0.128 | 0 | 0.224 | 0 | 0.187 | 0 | 0.003
| 0.528 | 0 | 0.096 | 0 | 0.192 | 0 | 0.215 | 0 | 0.005
| 0.528 | 0 | 0.087 | 0 | 0.229 | 0 | 0.249 | 0 | 0.004
| 0.528 | 0 | 0.095 | 0 | 0.262 | 0 | 0.243 | 0 | 0.006
| 0.528 | 0 | 0.086 | 0 | 0.302 | 0 | 0.221 | 0 | 0.009
| 0.528 | 0 | 0.09 | 0 | 0.263 | 0 | 0.252 | 0 | 0.018
| 0.528 | 0 | 0.111 | 0 | 0.178 | 0 | 0.275 | 0 | 0.026
| 0.528 | 0.031 | 0.094 | 0.033 | 0.115 | 0 | 0.312 | 0 | 0.044
| 0.528 | 0.13 | 0.1 | 0.147 | 0.031 | 0.007 | 0.33 | 0.013 | 0.054
| 0.528 | 0.228 | 0.225 | 0.371 | 0 | 0.022 | 0.341 | 0.026 | 0.133
| 0.528 | 0.265 | 0.334 | 0.435 | 0 | 0.038 | 0.37 | 0.026 | 0.369
| 0.528 | 0.211 | 0.352 | 0.247 | 0 | 0.055 | 0.367 | 0.038 | 0.46
| 0.528 | 0.132 | 0.295 | 0.138 | 0.025 | 0.087 | 0.352 | 0.073 | 0.272
| 0.528 | 0.11 | 0.24 | 0.108 | 0.1 | 0.095 | 0.245 | 0.096 | 0.214
| 0.528 | 0.071 | 0.198 | 0.053 | 0.182 | 0.104 | 0.166 | 0.052 | 0.237
| 0.528 | 0.029 | 0.367 | 0.031 | 0.204 | 0.109 | 0.167 | 0.041 | 0.337
| 0.528 | 0.007 | 0.548 | 0.007 | 0.42 | 0.095 | 0.278 | 0.038 | 0.388
| 0.528 | 0 | 0.63 | 0 | 0.556 | 0.031 | 0.538 | 0.024 | 0.297
| 0.528 | 0 | 0.763 | 0 | 0.464 | 0 | 0.728 | 0 | 0.216
| 0.528 | 0 | 0.816 | 0 | 0.253 | 0 | 0.757 | 0 | 0.138
| 0.528 | 0 | 0.808 | 0 | 0.115 | 0 | 0.668 | 0 | 0.12
| 0.528 | 0 | 0.816 | 0 | 0.14 | 0 | 0.612 | 0 | 0.141
| 0.528 | 0 | 0.809 | 0 | 0.272 | 0 | 0.562 | 0 | 0.138
| 0.528 | 0 | 0.756 | 0 | 0.431 | 0 | 0.495 | 0 | 0.126
| 0.528 | 0 | 0.705 | 0 | 0.434 | 0 | 0.4 | 0 | 0.072
| 0.528 | 0 | 0.574 | 0 | 0.413 | 0 | 0.354 | 0 | 0.068
| 0.528 | 0 | 0.458 | 0 | 0.353 | 0 | 0.343 | 0 | 0.048
| 0.528 | 0 | 0.384 | 0 | 0.27 | 0 | 0.357 | 0 | 0.03
| 0.528 | 0 | 0.325 | 0 | 0.274 | 0 | 0.365 | 0 | 0.019
| 0.528 | 0 | 0.302 | 0 | 0.261 | 0 | 0.367 | 0 | 0.01
| 0.528 | 0 | 0.289 | 0 | 0.236 | 0 | 0.357 | 0 | 0.006
| 0.528 | 0.036 | 0.235 | 0.047 | 0.187 | 0 | 0.282 | 0.001 | 0.001
| 0.528 | 0.171 | 0.286 | 0.243 | 0.081 | 0.032 | 0.182 | 0.033 | 0.001
| 0.528 | 0.319 | 0.325 | 0.423 | 0.084 | 0.103 | 0.14 | 0.081 | 0.005
| 0.528 | 0.506 | 0.359 | 0.558 | 0.441 | 0.19 | 0.145 | 0.171 | 0.007
| 0.528 | 0.577 | 0.379 | 0.622 | 0.532 | 0.253 | 0.155 | 0.247 | 0.012
| 0.528 | 0.593 | 0.393 | 0.619 | 0.498 | 0.294 | 0.149 | 0.24 | 0.018
| 0.528 | 0.521 | 0.422 | 0.555 | 0.439 | 0.338 | 0.146 | 0.224 | 0.021
| 0.528 | 0.43 | 0.459 | 0.447 | 0.37 | 0.295 | 0.144 | 0.177 | 0.02
| 0.528 | 0.273 | 0.456 | 0.303 | 0.266 | 0.215 | 0.114 | 0.106 | 0.013
| 0.528 | 0.083 | 0.372 | 0.138 | 0.236 | 0.13 | 0.059 | 0.072 | 0.004
| 0.528 | 0.003 | 0.298 | 0.007 | 0.347 | 0.04 | 0.034 | 0.016 | 0.003
| 0.528 | 0 | 0.289 | 0 | 0.388 | 0 | 0.029 | 0 | 0.002
| 0.528 | 0 | 0.237 | 0 | 0.358 | 0 | 0.033 | 0 | 0.001
| 0.528 | 0 | 0.141 | 0 | 0.312 | 0 | 0.025 | 0 | 0.001
| 0.528 | 0 | 0.119 | 0 | 0.325 | 0 | 0.013 | 0 | 0.001
| 0.528 | 0 | 0.108 | 0 | 0.295 | 0 | 0.008 | 0 | 0.001
| 0.528 | 0 | 0.111 | 0 | 0.295 | 0 | 0.006 | 0 | 0.001
| 0.528 | 0 | 0.108 | 0 | 0.314 | 0 | 0.004 | 0 | 0
| 0.528 | 0 | 0.09 | 0 | 0.302 | 0 | 0.002 | 0 | 0
| 0.528 | 0 | 0.056 | 0 | 0.297 | 0 | 0.001 | 0 | 0
| 0.528 | 0 | 0.029 | 0 | 0.281 | 0 | 0 | 0 | 0
| 0.528 | 0 | 0.017 | 0 | 0.264 | 0 | 0 | 0 | 0
| 0.528 | 0 | 0.007 | 0 | 0.254 | 0 | 0 | 0 | 0
| 0.528 | 0 | 0.003 | 0 | 0.222 | 0 | 0 | 0 | 0
| 0.528 | 0.019 | 0.002 | 0.082 | 0.141 | 0 | 0 | 0.006 | 0
| 0.528 | 0.066 | 0.001 | 0.265 | 0.01 | 0.028 | 0.001 | 0.064 | 0
| 0.528 | 0.139 | 0.001 | 0.426 | 0.002 | 0.076 | 0.003 | 0.187 | 0
| 0.528 | 0.299 | 0.03 | 0.538 | 0.003 | 0.128 | 0.006 | 0.307 | 0
| 0.528 | 0.545 | 0.081 | 0.582 | 0.001 | 0.162 | 0.009 | 0.408 | 0
| 0.528 | 0.505 | 0.122 | 0.483 | 0 | 0.18 | 0.013 | 0.494 | 0.001
| 0.528 | 0.258 | 0.146 | 0.382 | 0 | 0.174 | 0.012 | 0.524 | 0.002
| 0.528 | 0.197 | 0.137 | 0.279 | 0 | 0.158 | 0.011 | 0.537 | 0.004
| 0.528 | 0.119 | 0.111 | 0.166 | 0.002 | 0.127 | 0.012 | 0.4 | 0.003
| 0.528 | 0.039 | 0.066 | 0.064 | 0.042 | 0.078 | 0.017 | 0.234 | 0.001
| 0.528 | 0.001 | 0.068 | 0.001 | 0.146 | 0.026 | 0.023 | 0.063 | 0
| 0.528 | 0 | 0.078 | 0 | 0.2 | 0 | 0.024 | 0 | 0
| 0.528 | 0 | 0.081 | 0 | 0.183 | 0 | 0.025 | 0 | 0
| 0.528 | 0 | 0.082 | 0 | 0.115 | 0 | 0.027 | 0 | 0
| 0.528 | 0 | 0.096 | 0 | 0.068 | 0 | 0.026 | 0 | 0
| 0.528 | 0 | 0.141 | 0 | 0.059 | 0 | 0.023 | 0 | 0
| 0.528 | 0 | 0.163 | 0 | 0.047 | 0 | 0.022 | 0 | 0
| 0.528 | 0 | 0.137 | 0 | 0.038 | 0 | 0.02 | 0 | 0
| 0.528 | 0 | 0.102 | 0 | 0.036 | 0 | 0.016 | 0 | 0
| 0.528 | 0 | 0.09 | 0 | 0.041 | 0 | 0.012 | 0 | 0
| 0.528 | 0 | 0.083 | 0 | 0.044 | 0 | 0.01 | 0 | 0
| 0.528 | 0 | 0.07 | 0 | 0.049 | 0 | 0.007 | 0 | 0
| 0.528 | 0 | 0.061 | 0 | 0.059 | 0 | 0.005 | 0 | 0.002
| 0.528 | 0 | 0.079 | 0 | 0.057 | 0 | 0.003 | 0 | 0.004
| 0.528 | 0.034 | 0.048 | 0.02 | 0.036 | 0 | 0.002 | 0.011 | 0.005
| 0.528 | 0.168 | 0.035 | 0.121 | 0.022 | 0.069 | 0.001 | 0.123 | 0.003
| 0.528 | 0.404 | 0.043 | 0.233 | 0.013 | 0.182 | 0 | 0.284 | 0.005
| 0.528 | 0.582 | 0.061 | 0.272 | 0.012 | 0.271 | 0 | 0.499 | 0.008
| 0.528 | 0.625 | 0.071 | 0.287 | 0.018 | 0.405 | 0 | 0.633 | 0.004
| 0.528 | 0.579 | 0.072 | 0.334 | 0.023 | 0.461 | 0.003 | 0.609 | 0.001
| 0.528 | 0.524 | 0.069 | 0.323 | 0.018 | 0.491 | 0.007 | 0.491 | 0.001
| 0.528 | 0.477 | 0.061 | 0.315 | 0.011 | 0.458 | 0.007 | 0.21 | 0.001
| 0.528 | 0.351 | 0.041 | 0.218 | 0.01 | 0.361 | 0.004 | 0.099 | 0.001
| 0.528 | 0.132 | 0.012 | 0.092 | 0.015 | 0.143 | 0.001 | 0.041 | 0.003
| 0.528 | 0.003 | 0.014 | 0.003 | 0.065 | 0.027 | 0 | 0.005 | 0.008
| 0.528 | 0 | 0.039 | 0 | 0.118 | 0 | 0 | 0 | 0.011
| 0.528 | 0 | 0.058 | 0 | 0.121 | 0 | 0.001 | 0 | 0.014
| 0.528 | 0 | 0.061 | 0 | 0.116 | 0 | 0.005 | 0 | 0.024
| 0.528 | 0 | 0.054 | 0 | 0.115 | 0 | 0.009 | 0 | 0.027
| 0.528 | 0 | 0.039 | 0 | 0.09 | 0 | 0.012 | 0 | 0.017
| 0.528 | 0 | 0.023 | 0 | 0.049 | 0 | 0.014 | 0 | 0.011
| 0.528 | 0 | 0.016 | 0 | 0.016 | 0 | 0.018 | 0 | 0.01
| 0.528 | 0 | 0.012 | 0 | 0.012 | 0 | 0.016 | 0 | 0.009
| 0.528 | 0 | 0.011 | 0 | 0.011 | 0 | 0.012 | 0 | 0.006
| 0.528 | 0 | 0.014 | 0 | 0.011 | 0 | 0.011 | 0 | 0.009
| 0.528 | 0 | 0.017 | 0 | 0.016 | 0 | 0.012 | 0 | 0.013
| 0.528 | 0 | 0.027 | 0 | 0.017 | 0 | 0.015 | 0 | 0.017
| 0.528 | 0 | 0.048 | 0 | 0.017 | 0 | 0.017 | 0 | 0.024
| 0.528 | 0.014 | 0.077 | 0.013 | 0.014 | 0 | 0.017 | 0 | 0.034
| 0.528 | 0.073 | 0.054 | 0.063 | 0.018 | 0.017 | 0.018 | 0.012 | 0.039
| 0.528 | 0.149 | 0.035 | 0.134 | 0.012 | 0.043 | 0.016 | 0.028 | 0.044
| 0.528 | 0.232 | 0.045 | 0.204 | 0.005 | 0.042 | 0.025 | 0.046 | 0.044
| 0.528 | 0.29 | 0.087 | 0.315 | 0.003 | 0.047 | 0.042 | 0.069 | 0.043
| 0.528 | 0.315 | 0.151 | 0.464 | 0.001 | 0.064 | 0.063 | 0.067 | 0.063
| 0.528 | 0.252 | 0.177 | 0.428 | 0.001 | 0.074 | 0.12 | 0.06 | 0.073
| 0.528 | 0.173 | 0.164 | 0.331 | 0.004 | 0.085 | 0.231 | 0.063 | 0.086
| 0.528 | 0.115 | 0.127 | 0.212 | 0.014 | 0.109 | 0.273 | 0.052 | 0.108
| 0.528 | 0.048 | 0.094 | 0.077 | 0.026 | 0.055 | 0.213 | 0.03 | 0.121
| 0.528 | 0 | 0.133 | 0.001 | 0.092 | 0.006 | 0.186 | 0.001 | 0.154
| 0.528 | 0 | 0.185 | 0 | 0.104 | 0 | 0.228 | 0 | 0.179
| 0.528 | 0 | 0.175 | 0 | 0.034 | 0 | 0.225 | 0 | 0.199
| 0.528 | 0 | 0.225 | 0 | 0.008 | 0 | 0.278 | 0 | 0.237
| 0.528 | 0 | 0.22 | 0 | 0.002 | 0 | 0.348 | 0 | 0.256
| 0.528 | 0 | 0.224 | 0 | 0.001 | 0 | 0.42 | 0 | 0.264
| 0.528 | 0 | 0.167 | 0 | 0 | 0 | 0.448 | 0 | 0.247
| 0.528 | 0 | 0.156 | 0 | 0 | 0 | 0.457 | 0 | 0.243
| 0.528 | 0 | 0.136 | 0 | 0 | 0 | 0.442 | 0 | 0.344
| 0.528 | 0 | 0.162 | 0 | 0 | 0 | 0.407 | 0 | 0.441
| 0.528 | 0 | 0.163 | 0 | 0 | 0 | 0.442 | 0 | 0.428
| 0.528 | 0 | 0.149 | 0 | 0 | 0 | 0.434 | 0 | 0.352
| 0.528 | 0 | 0.185 | 0 | 0.001 | 0 | 0.586 | 0 | 0.286
| 0.528 | 0 | 0.179 | 0 | 0.002 | 0 | 0.589 | 0 | 0.241
| 0.528 | 0.021 | 0.151 | 0.001 | 0.007 | 0 | 0.513 | 0 | 0.168
| 0.528 | 0.075 | 0.159 | 0.02 | 0.008 | 0.024 | 0.422 | 0.005 | 0.137
| 0.528 | 0.235 | 0.239 | 0.047 | 0.012 | 0.087 | 0.376 | 0.022 | 0.092
| 0.528 | 0.34 | 0.407 | 0.097 | 0.017 | 0.156 | 0.355 | 0.1 | 0.107
| 0.528 | 0.266 | 0.633 | 0.15 | 0.03 | 0.223 | 0.395 | 0.084 | 0.122
| 0.528 | 0.19 | 0.756 | 0.159 | 0.031 | 0.226 | 0.416 | 0.138 | 0.156
| 0.528 | 0.209 | 0.801 | 0.115 | 0.027 | 0.25 | 0.376 | 0.151 | 0.152
| 0.528 | 0.24 | 0.791 | 0.053 | 0.024 | 0.231 | 0.329 | 0.119 | 0.116
| 0.528 | 0.141 | 0.7 | 0.03 | 0.039 | 0.176 | 0.27 | 0.062 | 0.058
| 0.528 | 0.039 | 0.63 | 0.017 | 0.046 | 0.068 | 0.219 | 0.023 | 0.021
| 0.528 | 0 | 0.599 | 0 | 0.078 | 0.013 | 0.18 | 0.001 | 0.021
| 0.528 | 0 | 0.622 | 0 | 0.091 | 0 | 0.133 | 0 | 0.034
| 0.528 | 0 | 0.678 | 0 | 0.096 | 0 | 0.1 | 0 | 0.043
| 0.528 | 0 | 0.688 | 0 | 0.107 | 0 | 0.085 | 0 | 0.05
| 0.528 | 0 | 0.653 | 0 | 0.147 | 0 | 0.083 | 0 | 0.07
| 0.528 | 0 | 0.613 | 0 | 0.235 | 0 | 0.091 | 0 | 0.05
| 0.528 | 0 | 0.561 | 0 | 0.245 | 0 | 0.118 | 0 | 0.033
| 0.528 | 0 | 0.513 | 0 | 0.27 | 0 | 0.126 | 0 | 0.02
| 0.528 | 0 | 0.507 | 0 | 0.272 | 0 | 0.14 | 0 | 0.017
| 0.528 | 0 | 0.501 | 0 | 0.309 | 0 | 0.144 | 0 | 0.018
| 0.528 | 0 | 0.473 | 0 | 0.361 | 0 | 0.145 | 0 | 0.026
| 0.528 | 0 | 0.458 | 0 | 0.412 | 0 | 0.138 | 0 | 0.029
| 0.528 | 0 | 0.367 | 0 | 0.433 | 0 | 0.122 | 0 | 0.017
| 0.528 | 0 | 0.297 | 0 | 0.449 | 0 | 0.111 | 0 | 0.015
| 0.528 | 0.016 | 0.259 | 0.018 | 0.439 | 0 | 0.108 | 0 | 0.013
| 0.528 | 0.045 | 0.238 | 0.097 | 0.338 | 0.028 | 0.112 | 0.012 | 0.011
| 0.528 | 0.105 | 0.348 | 0.214 | 0.194 | 0.102 | 0.112 | 0.022 | 0.01
| 0.528 | 0.166 | 0.492 | 0.393 | 0.18 | 0.169 | 0.126 | 0.032 | 0.014
| 0.528 | 0.383 | 0.557 | 0.501 | 0.343 | 0.216 | 0.161 | 0.037 | 0.02
| 0.528 | 0.502 | 0.583 | 0.529 | 0.551 | 0.21 | 0.196 | 0.05 | 0.024
| 0.528 | 0.461 | 0.609 | 0.482 | 0.541 | 0.154 | 0.181 | 0.055 | 0.025
| 0.528 | 0.369 | 0.623 | 0.38 | 0.42 | 0.106 | 0.175 | 0.043 | 0.032
| 0.528 | 0.194 | 0.523 | 0.242 | 0.303 | 0.083 | 0.209 | 0.023 | 0.053
| 0.528 | 0.048 | 0.499 | 0.094 | 0.312 | 0.055 | 0.269 | 0.024 | 0.059
| 0.528 | 0 | 0.543 | 0 | 0.43 | 0.015 | 0.323 | 0.001 | 0.058
| 0.528 | 0 | 0.556 | 0 | 0.519 | 0 | 0.358 | 0 | 0.058
| 0.528 | 0 | 0.544 | 0 | 0.573 | 0 | 0.322 | 0 | 0.046
| 0.528 | 0 | 0.519 | 0 | 0.505 | 0 | 0.278 | 0 | 0.036
| 0.528 | 0 | 0.501 | 0 | 0.403 | 0 | 0.236 | 0 | 0.025
| 0.528 | 0 | 0.461 | 0 | 0.454 | 0 | 0.194 | 0 | 0.016
| 0.528 | 0 | 0.451 | 0 | 0.444 | 0 | 0.128 | 0 | 0.014
| 0.528 | 0 | 0.424 | 0 | 0.406 | 0 | 0.086 | 0 | 0.016
| 0.528 | 0 | 0.404 | 0 | 0.432 | 0 | 0.085 | 0 | 0.015
| 0.528 | 0 | 0.381 | 0 | 0.467 | 0 | 0.096 | 0 | 0.018
| 0.528 | 0 | 0.31 | 0 | 0.467 | 0 | 0.116 | 0 | 0.031
| 0.528 | 0 | 0.297 | 0 | 0.491 | 0 | 0.156 | 0 | 0.034
| 0.528 | 0 | 0.305 | 0 | 0.504 | 0 | 0.13 | 0 | 0.032
| 0.528 | 0 | 0.279 | 0 | 0.506 | 0 | 0.096 | 0 | 0.028
| 0.528 | 0.017 | 0.245 | 0.029 | 0.415 | 0 | 0.073 | 0 | 0.028
| 0.528 | 0.068 | 0.259 | 0.132 | 0.194 | 0.023 | 0.057 | 0.006 | 0.028
| 0.528 | 0.21 | 0.279 | 0.247 | 0.177 | 0.079 | 0.046 | 0.025 | 0.036
| 0.528 | 0.427 | 0.332 | 0.377 | 0.366 | 0.093 | 0.037 | 0.047 | 0.036
| 0.528 | 0.496 | 0.396 | 0.537 | 0.416 | 0.116 | 0.04 | 0.063 | 0.053
| 0.528 | 0.445 | 0.364 | 0.572 | 0.356 | 0.143 | 0.05 | 0.066 | 0.106
| 0.528 | 0.395 | 0.379 | 0.529 | 0.223 | 0.174 | 0.054 | 0.063 | 0.154
| 0.528 | 0.295 | 0.444 | 0.409 | 0.106 | 0.167 | 0.048 | 0.077 | 0.128
| 0.528 | 0.176 | 0.381 | 0.265 | 0.02 | 0.113 | 0.037 | 0.077 | 0.085
| 0.528 | 0.046 | 0.301 | 0.089 | 0.009 | 0.045 | 0.047 | 0.041 | 0.048
| 0.528 | 0 | 0.304 | 0 | 0.025 | 0.007 | 0.066 | 0.004 | 0.022
| 0.528 | 0 | 0.273 | 0 | 0.071 | 0 | 0.085 | 0 | 0.015
| 0.528 | 0 | 0.249 | 0 | 0.127 | 0 | 0.114 | 0 | 0.009
| 0.528 | 0 | 0.286 | 0 | 0.145 | 0 | 0.083 | 0 | 0.009
| 0.528 | 0 | 0.348 | 0 | 0.118 | 0 | 0.06 | 0 | 0.005
| 0.528 | 0 | 0.342 | 0 | 0.065 | 0 | 0.054 | 0 | 0.002
| 0.528 | 0 | 0.291 | 0 | 0.027 | 0 | 0.047 | 0 | 0.002
| 0.528 | 0 | 0.255 | 0 | 0.016 | 0 | 0.043 | 0 | 0.003
| 0.528 | 0 | 0.235 | 0 | 0.019 | 0 | 0.032 | 0 | 0.004
| 0.528 | 0 | 0.237 | 0 | 0.03 | 0 | 0.029 | 0 | 0.005
| 0.528 | 0 | 0.233 | 0 | 0.03 | 0 | 0.033 | 0 | 0.008
| 0.528 | 0 | 0.206 | 0 | 0.029 | 0 | 0.03 | 0 | 0.012
| 0.528 | 0 | 0.175 | 0 | 0.033 | 0 | 0.017 | 0 | 0.019
| 0.528 | 0 | 0.142 | 0 | 0.041 | 0 | 0.007 | 0 | 0.023
| 0.528 | 0.008 | 0.093 | 0.005 | 0.017 | 0 | 0.003 | 0 | 0.028
| 0.528 | 0.028 | 0.063 | 0.036 | 0.005 | 0.021 | 0.003 | 0.033 | 0.034
| 0.528 | 0.048 | 0.05 | 0.092 | 0.003 | 0.073 | 0.002 | 0.113 | 0.052
| 0.528 | 0.064 | 0.028 | 0.121 | 0.004 | 0.139 | 0.003 | 0.182 | 0.088
| 0.528 | 0.075 | 0.03 | 0.132 | 0.012 | 0.21 | 0.013 | 0.131 | 0.102
| 0.528 | 0.057 | 0.028 | 0.135 | 0.028 | 0.249 | 0.05 | 0.074 | 0.119
| 0.528 | 0.047 | 0.04 | 0.129 | 0.037 | 0.357 | 0.11 | 0.06 | 0.132
| 0.528 | 0.03 | 0.051 | 0.087 | 0.053 | 0.491 | 0.181 | 0.043 | 0.144
| 0.528 | 0.013 | 0.092 | 0.039 | 0.055 | 0.378 | 0.231 | 0.038 | 0.109
| 0.528 | 0.003 | 0.126 | 0.008 | 0.047 | 0.196 | 0.336 | 0.026 | 0.064
| 0.528 | 0 | 0.107 | 0 | 0.068 | 0.036 | 0.461 | 0.002 | 0.082
| 0.528 | 0 | 0.067 | 0 | 0.084 | 0 | 0.483 | 0 | 0.132
| 0.528 | 0 | 0.133 | 0 | 0.112 | 0 | 0.459 | 0 | 0.192
| 0.528 | 0 | 0.177 | 0 | 0.174 | 0 | 0.403 | 0 | 0.264
| 0.528 | 0 | 0.204 | 0 | 0.183 | 0 | 0.337 | 0 | 0.251
| 0.528 | 0 | 0.236 | 0 | 0.158 | 0 | 0.259 | 0 | 0.154
| 0.528 | 0 | 0.277 | 0 | 0.11 | 0 | 0.171 | 0 | 0.081
| 0.528 | 0 | 0.226 | 0 | 0.063 | 0 | 0.087 | 0 | 0.048
| 0.528 | 0 | 0.177 | 0 | 0.047 | 0 | 0.026 | 0 | 0.038
| 0.528 | 0 | 0.125 | 0 | 0.041 | 0 | 0.005 | 0 | 0.039
| 0.528 | 0 | 0.131 | 0 | 0.055 | 0 | 0 | 0 | 0.048
| 0.528 | 0 | 0.109 | 0 | 0.064 | 0 | 0 | 0 | 0.061
| 0.528 | 0 | 0.09 | 0 | 0.068 | 0 | 0 | 0 | 0.085
| 0.528 | 0 | 0.08 | 0 | 0.073 | 0 | 0 | 0 | 0.096
| 0.528 | 0.015 | 0.062 | 0.006 | 0.084 | 0 | 0 | 0 | 0.119
| 0.528 | 0.09 | 0.05 | 0.057 | 0.106 | 0.048 | 0 | 0.04 | 0.093
| 0.528 | 0.324 | 0.038 | 0.112 | 0.113 | 0.224 | 0 | 0.11 | 0.058
| 0.528 | 0.521 | 0.037 | 0.159 | 0.141 | 0.414 | 0.003 | 0.155 | 0.051
| 0.528 | 0.599 | 0.055 | 0.27 | 0.189 | 0.552 | 0.013 | 0.152 | 0.066
| 0.528 | 0.605 | 0.078 | 0.235 | 0.207 | 0.625 | 0.02 | 0.169 | 0.08
| 0.528 | 0.568 | 0.106 | 0.245 | 0.203 | 0.624 | 0.021 | 0.157 | 0.07
| 0.528 | 0.473 | 0.118 | 0.182 | 0.181 | 0.565 | 0.022 | 0.1 | 0.058
| 0.528 | 0.313 | 0.087 | 0.108 | 0.162 | 0.429 | 0.024 | 0.058 | 0.04
| 0.528 | 0.105 | 0.045 | 0.038 | 0.118 | 0.202 | 0.017 | 0.022 | 0.03
| 0.528 | 0 | 0.022 | 0 | 0.099 | 0.043 | 0.028 | 0.001 | 0.047
| 0.528 | 0 | 0.012 | 0 | 0.081 | 0 | 0.034 | 0 | 0.064
| 0.528 | 0 | 0.004 | 0 | 0.063 | 0 | 0.042 | 0 | 0.082
| 0.528 | 0 | 0 | 0 | 0.051 | 0 | 0.052 | 0 | 0.086
| 0.528 | 0 | 0 | 0 | 0.03 | 0 | 0.071 | 0 | 0.084
| 0.528 | 0 | 0.008 | 0 | 0.02 | 0 | 0.078 | 0 | 0.067
| 0.528 | 0 | 0.028 | 0 | 0.018 | 0 | 0.071 | 0 | 0.045
| 0.528 | 0 | 0.029 | 0 | 0.014 | 0 | 0.061 | 0 | 0.041
| 0.528 | 0 | 0.044 | 0 | 0.006 | 0 | 0.058 | 0 | 0.042
| 0.528 | 0 | 0.09 | 0 | 0.004 | 0 | 0.063 | 0 | 0.043
| 0.528 | 0 | 0.09 | 0 | 0.002 | 0 | 0.072 | 0 | 0.045
| 0.528 | 0 | 0.088 | 0 | 0.001 | 0 | 0.078 | 0 | 0.048
| 0.528 | 0 | 0.095 | 0 | 0.001 | 0 | 0.079 | 0 | 0.051
| 0.528 | 0 | 0.093 | 0 | 0 | 0 | 0.078 | 0 | 0.05
| 0.528 | 0.011 | 0.105 | 0.023 | 0 | 0 | 0.08 | 0 | 0.054
| 0.528 | 0.062 | 0.116 | 0.158 | 0 | 0.037 | 0.077 | 0.02 | 0.049
| 0.528 | 0.125 | 0.119 | 0.322 | 0 | 0.142 | 0.083 | 0.069 | 0.046
| 0.528 | 0.165 | 0.118 | 0.332 | 0 | 0.176 | 0.096 | 0.132 | 0.07
| 0.528 | 0.22 | 0.118 | 0.346 | 0 | 0.2 | 0.107 | 0.2 | 0.086
| 0.528 | 0.237 | 0.111 | 0.363 | 0 | 0.143 | 0.098 | 0.238 | 0.098
| 0.528 | 0.209 | 0.118 | 0.327 | 0.001 | 0.109 | 0.084 | 0.228 | 0.088
| 0.528 | 0.186 | 0.126 | 0.277 | 0.003 | 0.085 | 0.073 | 0.166 | 0.064
| 0.528 | 0.106 | 0.123 | 0.155 | 0.007 | 0.067 | 0.05 | 0.102 | 0.037
| 0.528 | 0.028 | 0.093 | 0.048 | 0.014 | 0.045 | 0.037 | 0.045 | 0.031
| 0.528 | 0 | 0.104 | 0 | 0.041 | 0.006 | 0.05 | 0.003 | 0.043
| 0.528 | 0 | 0.097 | 0 | 0.059 | 0 | 0.062 | 0 | 0.054
| 0.528 | 0 | 0.08 | 0 | 0.071 | 0 | 0.059 | 0 | 0.054
| 0.528 | 0 | 0.086 | 0 | 0.08 | 0 | 0.046 | 0 | 0.046
| 0.528 | 0 | 0.071 | 0 | 0.08 | 0 | 0.036 | 0 | 0.037
| 0.528 | 0 | 0.047 | 0 | 0.051 | 0 | 0.028 | 0 | 0.027
| 0.528 | 0 | 0.025 | 0 | 0.045 | 0 | 0.023 | 0 | 0.029
| 0.528 | 0 | 0.009 | 0 | 0.049 | 0 | 0.021 | 0 | 0.023
| 0.528 | 0 | 0.002 | 0 | 0.052 | 0 | 0.022 | 0 | 0.023
| 0.528 | 0 | 0.001 | 0 | 0.062 | 0 | 0.022 | 0 | 0.027
| 0.528 | 0 | 0.002 | 0 | 0.083 | 0 | 0.021 | 0 | 0.04
| 0.528 | 0 | 0.017 | 0 | 0.1 | 0 | 0.019 | 0 | 0.061
| 0.528 | 0 | 0.038 | 0 | 0.099 | 0 | 0.017 | 0 | 0.069
| 0.528 | 0 | 0.054 | 0 | 0.091 | 0 | 0.016 | 0 | 0.076
| 0.528 | 0.011 | 0.058 | 0.009 | 0.068 | 0 | 0.015 | 0 | 0.067
| 0.528 | 0.061 | 0.011 | 0.107 | 0.073 | 0.008 | 0.013 | 0.015 | 0.069
| 0.528 | 0.111 | 0.011 | 0.294 | 0.048 | 0.045 | 0.01 | 0.056 | 0.049
| 0.528 | 0.158 | 0.035 | 0.413 | 0.011 | 0.108 | 0.014 | 0.1 | 0.025
| 0.528 | 0.187 | 0.055 | 0.488 | 0.003 | 0.21 | 0.024 | 0.13 | 0.024
| 0.528 | 0.169 | 0.071 | 0.548 | 0.003 | 0.384 | 0.037 | 0.141 | 0.021
| 0.528 | 0.159 | 0.111 | 0.482 | 0.007 | 0.459 | 0.041 | 0.139 | 0.011
| 0.528 | 0.09 | 0.127 | 0.2 | 0.024 | 0.426 | 0.043 | 0.126 | 0.006
| 0.528 | 0.046 | 0.185 | 0.06 | 0.072 | 0.23 | 0.035 | 0.09 | 0.004
| 0.528 | 0.013 | 0.302 | 0.01 | 0.122 | 0.103 | 0.025 | 0.042 | 0.003
| 0.528 | 0 | 0.343 | 0 | 0.118 | 0.015 | 0.024 | 0.002 | 0.006
| 0.528 | 0 | 0.332 | 0 | 0.051 | 0 | 0.023 | 0 | 0.011
| 0.528 | 0 | 0.329 | 0 | 0.028 | 0 | 0.025 | 0 | 0.017
| 0.528 | 0 | 0.32 | 0 | 0.013 | 0 | 0.026 | 0 | 0.022
| 0.528 | 0 | 0.258 | 0 | 0.003 | 0 | 0.032 | 0 | 0.027
| 0.528 | 0 | 0.227 | 0 | 0 | 0 | 0.035 | 0 | 0.032
| 0.528 | 0 | 0.193 | 0 | 0 | 0 | 0.032 | 0 | 0.037
| 0.528 | 0 | 0.146 | 0 | 0 | 0 | 0.021 | 0 | 0.055
| 0.528 | 0 | 0.125 | 0 | 0 | 0 | 0.017 | 0 | 0.051
| 0.528 | 0 | 0.117 | 0 | 0 | 0 | 0.016 | 0 | 0.052
| 0.528 | 0 | 0.119 | 0 | 0 | 0 | 0.016 | 0 | 0.053
| 0.528 | 0 | 0.125 | 0 | 0 | 0 | 0.017 | 0 | 0.058
| 0.528 | 0 | 0.137 | 0 | 0 | 0 | 0.022 | 0 | 0.058
| 0.528 | 0 | 0.141 | 0 | 0 | 0 | 0.028 | 0 | 0.052
| 0.528 | 0 | 0.126 | 0 | 0 | 0 | 0.031 | 0 | 0.047
| 0.528 | 0.012 | 0.084 | 0.01 | 0 | 0.032 | 0.046 | 0.007 | 0.044
| 0.528 | 0.025 | 0.097 | 0.027 | 0.002 | 0.184 | 0.072 | 0.03 | 0.04
| 0.528 | 0.04 | 0.137 | 0.044 | 0.009 | 0.371 | 0.101 | 0.056 | 0.038
| 0.528 | 0.046 | 0.206 | 0.053 | 0.016 | 0.5 | 0.107 | 0.078 | 0.04
| 0.528 | 0.048 | 0.296 | 0.051 | 0.019 | 0.62 | 0.112 | 0.087 | 0.042
| 0.528 | 0.047 | 0.329 | 0.044 | 0.016 | 0.586 | 0.133 | 0.078 | 0.043
| 0.528 | 0.045 | 0.323 | 0.034 | 0.012 | 0.51 | 0.147 | 0.063 | 0.05
| 0.528 | 0.027 | 0.32 | 0.018 | 0.009 | 0.344 | 0.145 | 0.045 | 0.05
| 0.528 | 0.007 | 0.341 | 0.003 | 0.014 | 0.166 | 0.168 | 0.021 | 0.049
| 0.528 | 0 | 0.379 | 0 | 0.029 | 0.022 | 0.221 | 0 | 0.053
| 0.528 | 0 | 0.38 | 0 | 0.028 | 0 | 0.21 | 0 | 0.049
| 0.528 | 0 | 0.367 | 0 | 0.029 | 0 | 0.181 | 0 | 0.041
| 0.528 | 0 | 0.324 | 0 | 0.027 | 0 | 0.15 | 0 | 0.059
| 0.528 | 0 | 0.281 | 0 | 0.019 | 0 | 0.117 | 0 | 0.057
| 0.528 | 0 | 0.234 | 0 | 0.016 | 0 | 0.082 | 0 | 0.046
| 0.528 | 0 | 0.202 | 0 | 0.011 | 0 | 0.072 | 0 | 0.043
| 0.528 | 0 | 0.231 | 0 | 0.007 | 0 | 0.064 | 0 | 0.057
| 0.528 | 0 | 0.289 | 0 | 0.005 | 0 | 0.054 | 0 | 0.07
| 0.528 | 0 | 0.385 | 0 | 0.003 | 0 | 0.035 | 0 | 0.08
| 0.528 | 0 | 0.457 | 0 | 0.001 | 0 | 0.02 | 0 | 0.076
| 0.528 | 0 | 0.525 | 0 | 0 | 0 | 0.011 | 0 | 0.067
| 0.528 | 0 | 0.591 | 0 | 0 | 0 | 0.004 | 0 | 0.059
| 0.528 | 0 | 0.552 | 0 | 0 | 0 | 0.001 | 0 | 0.05
| 0.528 | 0.004 | 0.519 | 0.001 | 0 | 0 | 0.001 | 0 | 0.042
| 0.528 | 0.044 | 0.494 | 0.04 | 0 | 0.008 | 0.005 | 0.03 | 0.032
| 0.528 | 0.106 | 0.481 | 0.118 | 0 | 0.059 | 0.016 | 0.093 | 0.033
| 0.528 | 0.207 | 0.524 | 0.183 | 0 | 0.18 | 0.022 | 0.132 | 0.059
| 0.528 | 0.37 | 0.538 | 0.237 | 0.002 | 0.314 | 0.035 | 0.098 | 0.095
| 0.528 | 0.541 | 0.461 | 0.286 | 0.005 | 0.343 | 0.067 | 0.079 | 0.163
| 0.528 | 0.534 | 0.374 | 0.271 | 0.004 | 0.33 | 0.076 | 0.081 | 0.224
| 0.528 | 0.444 | 0.286 | 0.221 | 0.003 | 0.264 | 0.037 | 0.08 | 0.218
| 0.528 | 0.274 | 0.184 | 0.151 | 0.006 | 0.111 | 0.056 | 0.043 | 0.182
| 0.528 | 0.121 | 0.193 | 0.044 | 0.025 | 0.038 | 0.089 | 0.017 | 0.14
| 0.528 | 0 | 0.193 | 0 | 0.044 | 0 | 0.087 | 0 | 0.14
| 0.528 | 0 | 0.235 | 0 | 0.021 | 0 | 0.08 | 0 | 0.086
| 0.528 | 0 | 0.302 | 0 | 0.029 | 0 | 0.075 | 0 | 0.062
| 0.528 | 0 | 0.484 | 0 | 0.049 | 0 | 0.058 | 0 | 0.052
| 0.528 | 0 | 0.601 | 0 | 0.045 | 0 | 0.048 | 0 | 0.041
| 0.528 | 0 | 0.356 | 0 | 0.038 | 0 | 0.045 | 0 | 0.05
| 0.528 | 0 | 0.332 | 0 | 0.02 | 0 | 0.045 | 0 | 0.038
| 0.528 | 0 | 0.274 | 0 | 0.009 | 0 | 0.051 | 0 | 0.02
| 0.528 | 0 | 0.278 | 0 | 0.024 | 0 | 0.069 | 0 | 0.037
| 0.528 | 0 | 0.283 | 0 | 0.002 | 0 | 0.066 | 0 | 0.045
| 0.528 | 0 | 0.266 | 0 | 0 | 0 | 0.141 | 0 | 0.063
| 0.528 | 0 | 0.28 | 0 | 0 | 0 | 0.092 | 0 | 0.078
| 0.528 | 0 | 0.252 | 0 | 0 | 0 | 0.049 | 0 | 0.089
| 0.528 | 0 | 0.25 | 0 | 0 | 0 | 0.045 | 0 | 0.104
| 0.528 | 0.003 | 0.235 | 0.001 | 0 | 0 | 0.041 | 0 | 0.132
| 0.528 | 0.025 | 0.172 | 0.039 | 0.001 | 0.007 | 0.044 | 0.021 | 0.251
| 0.528 | 0.079 | 0.147 | 0.086 | 0.002 | 0.057 | 0.047 | 0.045 | 0.371
| 0.528 | 0.285 | 0.305 | 0.114 | 0.002 | 0.09 | 0.043 | 0.069 | 0.505
| 0.528 | 0.536 | 0.448 | 0.158 | 0.009 | 0.08 | 0.067 | 0.089 | 0.654
| 0.528 | 0.562 | 0.464 | 0.187 | 0.031 | 0.065 | 0.11 | 0.15 | 0.733
| 0.528 | 0.408 | 0.466 | 0.158 | 0.042 | 0.057 | 0.135 | 0.158 | 0.706
| 0.528 | 0.266 | 0.469 | 0.085 | 0.035 | 0.046 | 0.175 | 0.105 | 0.611
| 0.528 | 0.206 | 0.476 | 0.025 | 0.031 | 0.029 | 0.163 | 0.061 | 0.511
| 0.528 | 0.072 | 0.563 | 0.002 | 0.047 | 0.013 | 0.161 | 0.025 | 0.432
| 0.528 | 0 | 0.675 | 0 | 0.062 | 0 | 0.166 | 0 | 0.344
| 0.528 | 0 | 0.707 | 0 | 0.029 | 0 | 0.169 | 0 | 0.286
| 0.528 | 0 | 0.722 | 0 | 0.02 | 0 | 0.165 | 0 | 0.249
| 0.528 | 0 | 0.657 | 0 | 0.026 | 0 | 0.172 | 0 | 0.213
| 0.528 | 0 | 0.568 | 0 | 0.008 | 0 | 0.201 | 0 | 0.148
| 0.528 | 0 | 0.434 | 0 | 0.007 | 0 | 0.202 | 0 | 0.101
| 0.528 | 0 | 0.329 | 0 | 0.005 | 0 | 0.189 | 0 | 0.074
| 0.528 | 0 | 0.27 | 0 | 0.008 | 0 | 0.16 | 0 | 0.076
| 0.528 | 0 | 0.249 | 0 | 0.026 | 0 | 0.107 | 0 | 0.063
| 0.528 | 0 | 0.238 | 0 | 0.024 | 0 | 0.074 | 0 | 0.053
| 0.528 | 0 | 0.209 | 0 | 0.029 | 0 | 0.05 | 0 | 0.059
| 0.528 | 0 | 0.227 | 0 | 0.034 | 0 | 0.056 | 0 | 0.051
| 0.528 | 0 | 0.249 | 0 | 0.026 | 0 | 0.048 | 0 | 0.052
| 0.528 | 0 | 0.235 | 0 | 0.027 | 0 | 0.045 | 0 | 0.067
| 0.528 | 0.005 | 0.191 | 0.001 | 0.032 | 0 | 0.055 | 0 | 0.094
| 0.528 | 0.065 | 0.127 | 0.036 | 0.029 | 0.007 | 0.053 | 0.006 | 0.113
| 0.528 | 0.168 | 0.095 | 0.087 | 0.014 | 0.029 | 0.035 | 0.037 | 0.099
| 0.528 | 0.335 | 0.186 | 0.158 | 0.007 | 0.047 | 0.019 | 0.068 | 0.059
| 0.528 | 0.447 | 0.284 | 0.201 | 0.004 | 0.073 | 0.014 | 0.073 | 0.041
| 0.528 | 0.448 | 0.328 | 0.224 | 0.002 | 0.144 | 0.022 | 0.078 | 0.021
| 0.528 | 0.382 | 0.32 | 0.2 | 0.001 | 0.251 | 0.042 | 0.08 | 0.01
| 0.528 | 0.281 | 0.282 | 0.14 | 0.002 | 0.198 | 0.06 | 0.05 | 0.003
| 0.528 | 0.143 | 0.144 | 0.062 | 0.011 | 0.11 | 0.073 | 0.031 | 0.001
| 0.528 | 0.035 | 0.155 | 0.008 | 0.049 | 0.058 | 0.076 | 0.01 | 0.001
| 0.528 | 0 | 0.252 | 0 | 0.105 | 0.005 | 0.101 | 0 | 0.001
| 0.528 | 0 | 0.262 | 0 | 0.12 | 0 | 0.096 | 0 | 0.001
| 0.528 | 0 | 0.214 | 0 | 0.098 | 0 | 0.077 | 0 | 0.001
| 0.528 | 0 | 0.21 | 0 | 0.077 | 0 | 0.061 | 0 | 0.005
| 0.528 | 0 | 0.161 | 0 | 0.065 | 0 | 0.043 | 0 | 0.008
| 0.528 | 0 | 0.118 | 0 | 0.048 | 0 | 0.032 | 0 | 0.009
| 0.528 | 0 | 0.095 | 0 | 0.041 | 0 | 0.028 | 0 | 0.008
| 0.528 | 0 | 0.087 | 0 | 0.032 | 0 | 0.024 | 0 | 0.011
| 0.528 | 0 | 0.089 | 0 | 0.022 | 0 | 0.016 | 0 | 0.015
| 0.528 | 0 | 0.094 | 0 | 0.031 | 0 | 0.011 | 0 | 0.019
| 0.528 | 0 | 0.096 | 0 | 0.03 | 0 | 0.008 | 0 | 0.033
| 0.528 | 0 | 0.101 | 0 | 0.024 | 0 | 0.006 | 0 | 0.052
| 0.528 | 0 | 0.09 | 0 | 0.018 | 0 | 0.006 | 0 | 0.059
| 0.528 | 0 | 0.084 | 0 | 0.009 | 0 | 0.008 | 0 | 0.071
| 0.528 | 0.001 | 0.068 | 0.001 | 0.005 | 0 | 0.014 | 0 | 0.086
| 0.528 | 0.021 | 0.071 | 0.053 | 0.007 | 0.011 | 0.02 | 0.009 | 0.103
| 0.528 | 0.056 | 0.059 | 0.142 | 0.003 | 0.083 | 0.027 | 0.041 | 0.092
| 0.528 | 0.096 | 0.068 | 0.213 | 0 | 0.139 | 0.03 | 0.066 | 0.085
| 0.528 | 0.119 | 0.114 | 0.25 | 0 | 0.195 | 0.039 | 0.096 | 0.223
| 0.528 | 0.129 | 0.17 | 0.24 | 0 | 0.287 | 0.082 | 0.122 | 0.25
| 0.528 | 0.121 | 0.19 | 0.223 | 0 | 0.38 | 0.101 | 0.111 | 0.255
| 0.528 | 0.149 | 0.241 | 0.182 | 0 | 0.225 | 0.095 | 0.07 | 0.274
| 0.528 | 0.085 | 0.244 | 0.108 | 0.003 | 0.103 | 0.089 | 0.037 | 0.22
| 0.528 | 0.009 | 0.27 | 0.019 | 0.054 | 0.025 | 0.078 | 0.01 | 0.191
| 0.528 | 0 | 0.258 | 0 | 0.123 | 0 | 0.087 | 0 | 0.197
| 0.528 | 0 | 0.172 | 0 | 0.137 | 0 | 0.085 | 0 | 0.163
| 0.528 | 0 | 0.133 | 0 | 0.073 | 0 | 0.086 | 0 | 0.141
| 0.528 | 0 | 0.149 | 0 | 0.015 | 0 | 0.088 | 0 | 0.123
| 0.528 | 0 | 0.147 | 0 | 0.005 | 0 | 0.092 | 0 | 0.118
| 0.528 | 0 | 0.198 | 0 | 0.005 | 0 | 0.076 | 0 | 0.104
| 0.528 | 0 | 0.133 | 0 | 0.004 | 0 | 0.054 | 0 | 0.088
| 0.528 | 0 | 0.1 | 0 | 0.001 | 0 | 0.039 | 0 | 0.094
| 0.528 | 0 | 0.043 | 0 | 0.006 | 0 | 0.039 | 0 | 0.089
| 0.528 | 0 | 0.034 | 0 | 0.006 | 0 | 0.042 | 0 | 0.08
| 0.528 | 0 | 0.019 | 0 | 0.009 | 0 | 0.045 | 0 | 0.072
| 0.528 | 0 | 0.009 | 0 | 0.008 | 0 | 0.053 | 0 | 0.064
| 0.528 | 0 | 0.016 | 0 | 0.008 | 0 | 0.063 | 0 | 0.064
| 0.528 | 0 | 0.013 | 0 | 0.015 | 0 | 0.075 | 0 | 0.055
| 0.528 | 0 | 0.008 | 0 | 0.022 | 0 | 0.084 | 0 | 0.034
| 0.528 | 0.022 | 0.008 | 0.009 | 0.027 | 0.004 | 0.085 | 0.019 | 0.02
| 0.528 | 0.061 | 0.022 | 0.021 | 0.041 | 0.043 | 0.073 | 0.081 | 0.011
| 0.528 | 0.101 | 0.063 | 0.038 | 0.068 | 0.079 | 0.065 | 0.147 | 0.008
| 0.528 | 0.123 | 0.094 | 0.055 | 0.103 | 0.096 | 0.069 | 0.213 | 0.019
| 0.528 | 0.137 | 0.089 | 0.065 | 0.122 | 0.101 | 0.058 | 0.26 | 0.026
| 0.528 | 0.123 | 0.056 | 0.069 | 0.134 | 0.106 | 0.049 | 0.242 | 0.021
| 0.528 | 0.097 | 0.023 | 0.064 | 0.143 | 0.106 | 0.042 | 0.173 | 0.015
| 0.528 | 0.081 | 0.017 | 0.035 | 0.118 | 0.087 | 0.029 | 0.111 | 0.013
| 0.528 | 0.023 | 0.057 | 0.006 | 0.072 | 0.044 | 0.021 | 0.047 | 0.024
| 0.528 | 0 | 0.11 | 0 | 0.051 | 0.002 | 0.016 | 0 | 0.044
| 0.528 | 0 | 0.084 | 0 | 0.042 | 0 | 0.013 | 0 | 0.049
| 0.528 | 0 | 0.024 | 0 | 0.039 | 0 | 0.008 | 0 | 0.051
| 0.528 | 0 | 0.001 | 0 | 0.03 | 0 | 0.004 | 0 | 0.053
| 0.528 | 0 | 0 | 0 | 0.015 | 0 | 0.002 | 0 | 0.053
| 0.528 | 0 | 0.001 | 0 | 0.005 | 0 | 0.002 | 0 | 0.046
| 0.528 | 0 | 0.016 | 0 | 0.001 | 0 | 0.001 | 0 | 0.035
| 0.528 | 0 | 0.047 | 0 | 0 | 0 | 0.002 | 0 | 0.024
| 0.528 | 0 | 0.035 | 0 | 0 | 0 | 0.002 | 0 | 0.022
| 0.528 | 0 | 0.031 | 0 | 0 | 0 | 0.003 | 0 | 0.014
| 0.528 | 0 | 0.045 | 0 | 0 | 0 | 0.004 | 0 | 0.007
| 0.528 | 0 | 0.058 | 0 | 0 | 0 | 0.005 | 0 | 0.002
| 0.528 | 0 | 0.064 | 0 | 0 | 0 | 0.006 | 0 | 0
| 0.528 | 0 | 0.059 | 0 | 0 | 0 | 0.006 | 0 | 0
| 0.528 | 0 | 0.048 | 0.006 | 0 | 0 | 0.006 | 0 | 0.001
| 0.528 | 0.009 | 0.044 | 0.116 | 0 | 0.006 | 0.006 | 0.004 | 0.002
| 0.528 | 0.027 | 0.02 | 0.305 | 0.001 | 0.072 | 0.005 | 0.024 | 0.001
| 0.528 | 0.043 | 0.003 | 0.33 | 0.003 | 0.185 | 0.002 | 0.058 | 0
| 0.528 | 0.055 | 0 | 0.259 | 0.001 | 0.297 | 0 | 0.111 | 0
| 0.528 | 0.058 | 0.002 | 0.188 | 0 | 0.36 | 0 | 0.152 | 0.002
| 0.528 | 0.052 | 0.004 | 0.141 | 0 | 0.402 | 0 | 0.153 | 0.001
| 0.528 | 0.042 | 0.005 | 0.11 | 0 | 0.377 | 0 | 0.133 | 0
| 0.528 | 0.022 | 0.004 | 0.069 | 0 | 0.269 | 0 | 0.098 | 0
| 0.528 | 0.004 | 0.01 | 0.014 | 0 | 0.11 | 0 | 0.054 | 0
| 0.528 | 0 | 0.024 | 0 | 0 | 0.003 | 0 | 0.001 | 0
| 0.528 | 0 | 0.058 | 0 | 0 | 0 | 0 | 0 | 0
| 0.528 | 0 | 0.089 | 0 | 0 | 0 | 0 | 0 | 0
| 0.528 | 0 | 0.133 | 0 | 0 | 0 | 0 | 0 | 0
| 0.528 | 0 | 0.127 | 0 | 0 | 0 | 0 | 0 | 0
| 0.528 | 0 | 0.155 | 0 | 0.003 | 0 | 0 | 0 | 0
| 0.528 | 0 | 0.171 | 0 | 0.009 | 0 | 0 | 0 | 0
| 0.528 | 0 | 0.195 | 0 | 0.019 | 0 | 0.001 | 0 | 0
| 0.528 | 0 | 0.22 | 0 | 0.028 | 0 | 0.002 | 0 | 0
| 0.528 | 0 | 0.248 | 0 | 0.04 | 0 | 0.003 | 0 | 0
| 0.528 | 0 | 0.265 | 0 | 0.048 | 0 | 0.004 | 0 | 0
| 0.528 | 0 | 0.278 | 0 | 0.041 | 0 | 0.004 | 0 | 0
| 0.528 | 0 | 0.27 | 0 | 0.032 | 0 | 0.004 | 0 | 0.001
| 0.528 | 0 | 0.263 | 0 | 0.02 | 0 | 0.004 | 0 | 0.003
| 0.528 | 0.003 | 0.251 | 0 | 0.025 | 0 | 0.007 | 0 | 0.006
| 0.528 | 0.044 | 0.244 | 0.033 | 0.024 | 0.005 | 0.009 | 0.01 | 0.008
| 0.528 | 0.104 | 0.265 | 0.087 | 0.02 | 0.076 | 0.011 | 0.04 | 0.008
| 0.528 | 0.236 | 0.317 | 0.133 | 0.014 | 0.177 | 0.012 | 0.082 | 0.009
| 0.528 | 0.387 | 0.367 | 0.154 | 0.037 | 0.283 | 0.008 | 0.148 | 0.011
| 0.528 | 0.501 | 0.37 | 0.157 | 0.054 | 0.345 | 0.018 | 0.194 | 0.014
| 0.528 | 0.523 | 0.351 | 0.163 | 0.04 | 0.347 | 0.019 | 0.187 | 0.012
| 0.528 | 0.352 | 0.291 | 0.197 | 0.025 | 0.296 | 0.017 | 0.142 | 0.011
| 0.528 | 0.208 | 0.243 | 0.16 | 0.012 | 0.223 | 0.011 | 0.089 | 0.012
| 0.528 | 0.036 | 0.254 | 0.045 | 0.057 | 0.102 | 0.009 | 0.038 | 0.019
| 0.528 | 0 | 0.29 | 0 | 0.16 | 0.003 | 0.008 | 0 | 0.02
| 0.528 | 0 | 0.261 | 0 | 0.27 | 0 | 0.005 | 0 | 0.021
| 0.528 | 0 | 0.195 | 0 | 0.321 | 0 | 0.002 | 0 | 0.02
| 0.528 | 0 | 0.127 | 0 | 0.36 | 0 | 0.001 | 0 | 0.02
| 0.528 | 0 | 0.074 | 0 | 0.371 | 0 | 0.001 | 0 | 0.025
| 0.528 | 0 | 0.04 | 0 | 0.359 | 0 | 0.001 | 0 | 0.026
| 0.528 | 0 | 0.016 | 0 | 0.332 | 0 | 0.001 | 0 | 0.026
| 0.528 | 0 | 0.009 | 0 | 0.3 | 0 | 0 | 0 | 0.027
| 0.528 | 0 | 0.002 | 0 | 0.269 | 0 | 0 | 0 | 0.028
| 0.528 | 0 | 0 | 0 | 0.254 | 0 | 0 | 0 | 0.03
| 0.528 | 0 | 0 | 0 | 0.251 | 0 | 0.001 | 0 | 0.03
| 0.528 | 0 | 0 | 0 | 0.224 | 0 | 0.001 | 0 | 0.033
| 0.528 | 0 | 0 | 0 | 0.175 | 0 | 0 | 0 | 0.032
| 0.528 | 0 | 0.003 | 0 | 0.122 | 0 | 0.001 | 0 | 0.036
| 0.528 | 0.002 | 0.012 | 0.005 | 0.083 | 0 | 0 | 0 | 0.039
| 0.528 | 0.032 | 0.023 | 0.143 | 0.028 | 0.007 | 0 | 0.035 | 0.046
| 0.528 | 0.058 | 0.035 | 0.358 | 0.004 | 0.078 | 0 | 0.184 | 0.049
| 0.528 | 0.066 | 0.056 | 0.505 | 0.001 | 0.183 | 0 | 0.427 | 0.053
| 0.528 | 0.069 | 0.101 | 0.58 | 0.001 | 0.28 | 0 | 0.574 | 0.054
| 0.528 | 0.067 | 0.161 | 0.591 | 0.007 | 0.327 | 0 | 0.622 | 0.055
| 0.528 | 0.055 | 0.235 | 0.531 | 0.023 | 0.332 | 0 | 0.607 | 0.052
| 0.528 | 0.036 | 0.29 | 0.403 | 0.045 | 0.279 | 0.001 | 0.523 | 0.042
| 0.528 | 0.015 | 0.305 | 0.227 | 0.082 | 0.203 | 0.001 | 0.376 | 0.027
| 0.528 | 0 | 0.312 | 0.021 | 0.162 | 0.083 | 0.002 | 0.184 | 0.03
| 0.528 | 0 | 0.317 | 0 | 0.182 | 0.001 | 0.004 | 0.002 | 0.036
| 0.528 | 0 | 0.374 | 0 | 0.111 | 0 | 0.003 | 0 | 0.032
| 0.528 | 0 | 0.408 | 0 | 0.07 | 0 | 0.002 | 0 | 0.026
| 0.528 | 0 | 0.413 | 0 | 0.053 | 0 | 0.001 | 0 | 0.021
| 0.528 | 0 | 0.418 | 0 | 0.066 | 0 | 0.001 | 0 | 0.018
| 0.528 | 0 | 0.41 | 0 | 0.082 | 0 | 0 | 0 | 0.015
| 0.528 | 0 | 0.386 | 0 | 0.075 | 0 | 0 | 0 | 0.012
| 0.528 | 0 | 0.343 | 0 | 0.063 | 0 | 0 | 0 | 0.01
| 0.528 | 0 | 0.313 | 0 | 0.048 | 0 | 0 | 0 | 0.009
| 0.528 | 0 | 0.291 | 0 | 0.034 | 0 | 0 | 0 | 0.007
| 0.528 | 0 | 0.265 | 0 | 0.025 | 0 | 0 | 0 | 0.006
| 0.528 | 0 | 0.237 | 0 | 0.02 | 0 | 0 | 0 | 0.005
| 0.528 | 0 | 0.215 | 0 | 0.016 | 0 | 0 | 0 | 0.003
| 0.528 | 0 | 0.2 | 0 | 0.01 | 0 | 0.001 | 0 | 0.003
| 0.528 | 0 | 0.181 | 0 | 0.006 | 0 | 0.001 | 0 | 0.003
| 0.528 | 0.014 | 0.141 | 0.04 | 0.002 | 0.004 | 0.002 | 0.081 | 0.004
| 0.528 | 0.048 | 0.119 | 0.154 | 0 | 0.073 | 0.003 | 0.308 | 0.001
| 0.528 | 0.091 | 0.124 | 0.268 | 0 | 0.18 | 0.005 | 0.493 | 0
| 0.528 | 0.136 | 0.121 | 0.352 | 0 | 0.294 | 0.004 | 0.602 | 0
| 0.528 | 0.171 | 0.101 | 0.417 | 0 | 0.351 | 0.007 | 0.642 | 0
| 0.528 | 0.141 | 0.065 | 0.423 | 0 | 0.343 | 0.007 | 0.605 | 0.004
| 0.528 | 0.118 | 0.031 | 0.358 | 0 | 0.268 | 0.006 | 0.423 | 0.003
| 0.528 | 0.069 | 0.007 | 0.214 | 0.003 | 0.171 | 0.005 | 0.206 | 0.001
| 0.528 | 0.014 | 0.003 | 0.028 | 0.022 | 0.059 | 0.007 | 0.059 | 0.001
| 0.528 | 0 | 0.002 | 0 | 0.053 | 0 | 0.01 | 0 | 0.001
| 0.528 | 0 | 0.003 | 0 | 0.058 | 0 | 0.018 | 0 | 0
| 0.528 | 0 | 0.009 | 0 | 0.025 | 0 | 0.025 | 0 | 0.001
| 0.528 | 0 | 0.027 | 0 | 0.005 | 0 | 0.027 | 0 | 0.001
| 0.528 | 0 | 0.056 | 0 | 0.001 | 0 | 0.026 | 0 | 0.001
| 0.528 | 0 | 0.078 | 0 | 0.001 | 0 | 0.024 | 0 | 0.003
| 0.528 | 0 | 0.1 | 0 | 0.001 | 0 | 0.019 | 0 | 0.005
| 0.528 | 0 | 0.117 | 0 | 0.005 | 0 | 0.013 | 0 | 0.007
| 0.528 | 0 | 0.133 | 0 | 0.008 | 0 | 0.003 | 0 | 0.007
| 0.528 | 0 | 0.108 | 0 | 0.009 | 0 | 0 | 0 | 0.008
| 0.528 | 0 | 0.088 | 0 | 0.009 | 0 | 0 | 0 | 0.008
| 0.528 | 0 | 0.094 | 0 | 0.009 | 0 | 0 | 0 | 0.008
| 0.528 | 0 | 0.093 | 0 | 0.008 | 0 | 0.005 | 0 | 0.008
| 0.528 | 0 | 0.079 | 0 | 0.008 | 0 | 0.027 | 0 | 0.007
| 0.528 | 0.003 | 0.064 | 0 | 0.009 | 0 | 0.036 | 0 | 0.009
| 0.528 | 0.064 | 0.059 | 0.041 | 0.005 | 0.001 | 0.033 | 0.005 | 0.011
| 0.528 | 0.159 | 0.04 | 0.132 | 0 | 0.046 | 0.028 | 0.034 | 0.011
| 0.528 | 0.243 | 0.039 | 0.26 | 0 | 0.134 | 0.024 | 0.068 | 0.009
| 0.528 | 0.272 | 0.043 | 0.353 | 0 | 0.253 | 0.019 | 0.093 | 0.011
| 0.528 | 0.219 | 0.045 | 0.387 | 0 | 0.435 | 0.022 | 0.101 | 0.017
| 0.528 | 0.166 | 0.044 | 0.395 | 0 | 0.438 | 0.032 | 0.088 | 0.021
| 0.528 | 0.094 | 0.026 | 0.275 | 0 | 0.357 | 0.043 | 0.068 | 0.018
| 0.528 | 0.047 | 0.024 | 0.096 | 0.003 | 0.235 | 0.046 | 0.039 | 0.019
| 0.528 | 0.008 | 0.04 | 0.007 | 0.019 | 0.09 | 0.057 | 0.011 | 0.03
| 0.528 | 0 | 0.059 | 0 | 0.046 | 0 | 0.069 | 0 | 0.046
| 0.528 | 0 | 0.051 | 0 | 0.038 | 0 | 0.074 | 0 | 0.058
| 0.528 | 0 | 0.029 | 0 | 0.035 | 0 | 0.078 | 0 | 0.071
| 0.528 | 0 | 0.018 | 0 | 0.03 | 0 | 0.083 | 0 | 0.085
| 0.528 | 0 | 0.015 | 0 | 0.019 | 0 | 0.085 | 0 | 0.127
| 0.528 | 0 | 0.015 | 0 | 0.018 | 0 | 0.088 | 0 | 0.145
| 0.528 | 0 | 0.017 | 0 | 0.014 | 0 | 0.094 | 0 | 0.163
| 0.528 | 0 | 0.025 | 0 | 0.005 | 0 | 0.1 | 0 | 0.162
| 0.528 | 0 | 0.039 | 0 | 0.007 | 0 | 0.115 | 0 | 0.148
| 0.528 | 0 | 0.061 | 0 | 0.016 | 0 | 0.144 | 0 | 0.152
| 0.528 | 0 | 0.07 | 0 | 0.027 | 0 | 0.192 | 0 | 0.141
| 0.528 | 0 | 0.074 | 0 | 0.025 | 0 | 0.234 | 0 | 0.132
| 0.528 | 0 | 0.075 | 0 | 0.011 | 0 | 0.262 | 0 | 0.12
| 0.528 | 0 | 0.089 | 0 | 0.004 | 0 | 0.285 | 0 | 0.132
| 0.528 | 0 | 0.085 | 0 | 0.003 | 0 | 0.261 | 0 | 0.172
| 0.528 | 0.02 | 0.067 | 0.015 | 0.002 | 0.008 | 0.255 | 0.005 | 0.154
| 0.528 | 0.056 | 0.058 | 0.049 | 0.001 | 0.118 | 0.209 | 0.037 | 0.144
| 0.528 | 0.099 | 0.076 | 0.078 | 0.001 | 0.2 | 0.171 | 0.069 | 0.138
| 0.528 | 0.15 | 0.083 | 0.099 | 0.003 | 0.198 | 0.139 | 0.075 | 0.134
| 0.528 | 0.18 | 0.107 | 0.109 | 0.011 | 0.167 | 0.133 | 0.075 | 0.099
| 0.528 | 0.134 | 0.122 | 0.103 | 0.027 | 0.123 | 0.112 | 0.075 | 0.087
| 0.528 | 0.052 | 0.111 | 0.081 | 0.042 | 0.083 | 0.098 | 0.062 | 0.085
| 0.528 | 0.014 | 0.116 | 0.034 | 0.039 | 0.043 | 0.089 | 0.037 | 0.08
| 0.528 | 0 | 0.122 | 0.001 | 0.058 | 0.011 | 0.088 | 0.009 | 0.074
| 0.528 | 0 | 0.118 | 0 | 0.073 | 0 | 0.083 | 0 | 0.058
| 0.528 | 0 | 0.118 | 0 | 0.054 | 0 | 0.069 | 0 | 0.054
| 0.528 | 0 | 0.11 | 0 | 0.059 | 0 | 0.063 | 0 | 0.053
| 0.528 | 0 | 0.079 | 0 | 0.072 | 0 | 0.048 | 0 | 0.031
| 0.528 | 0 | 0.045 | 0 | 0.08 | 0 | 0.035 | 0 | 0.02
| 0.528 | 0 | 0.035 | 0 | 0.09 | 0 | 0.023 | 0 | 0.013
| 0.528 | 0 | 0.026 | 0 | 0.084 | 0 | 0.012 | 0 | 0.008
| 0.528 | 0 | 0.013 | 0 | 0.082 | 0 | 0.004 | 0 | 0.01
| 0.528 | 0 | 0.003 | 0 | 0.083 | 0 | 0.003 | 0 | 0.009
| 0.528 | 0 | 0.001 | 0 | 0.089 | 0 | 0.005 | 0 | 0.008
| 0.528 | 0 | 0.001 | 0 | 0.09 | 0 | 0.007 | 0 | 0.008
| 0.528 | 0 | 0.001 | 0 | 0.093 | 0 | 0.009 | 0 | 0.008
| 0.528 | 0 | 0.001 | 0 | 0.095 | 0 | 0.013 | 0 | 0.008
| 0.528 | 0 | 0.001 | 0 | 0.095 | 0 | 0.018 | 0 | 0.009
| 0.528 | 0 | 0.001 | 0 | 0.09 | 0 | 0.024 | 0 | 0.009
| 0.528 | 0.026 | 0.002 | 0.007 | 0.077 | 0.001 | 0.031 | 0.003 | 0.008
| 0.528 | 0.085 | 0.001 | 0.037 | 0.067 | 0.045 | 0.032 | 0.033 | 0.006
| 0.528 | 0.134 | 0 | 0.1 | 0.094 | 0.122 | 0.032 | 0.068 | 0.005
| 0.528 | 0.144 | 0.001 | 0.21 | 0.067 | 0.2 | 0.025 | 0.089 | 0.004
| 0.528 | 0.133 | 0.004 | 0.328 | 0.034 | 0.218 | 0.012 | 0.097 | 0.003
| 0.528 | 0.118 | 0.008 | 0.268 | 0.019 | 0.172 | 0.008 | 0.083 | 0.003
| 0.528 | 0.112 | 0.017 | 0.162 | 0.019 | 0.15 | 0.01 | 0.06 | 0.003
| 0.528 | 0.06 | 0.028 | 0.072 | 0.032 | 0.117 | 0.023 | 0.031 | 0.006
| 0.528 | 0.004 | 0.046 | 0.004 | 0.085 | 0.039 | 0.044 | 0.007 | 0.013
| 0.528 | 0 | 0.057 | 0 | 0.139 | 0 | 0.056 | 0 | 0.023
| 0.528 | 0 | 0.054 | 0 | 0.131 | 0 | 0.058 | 0 | 0.031
| 0.528 | 0 | 0.042 | 0 | 0.068 | 0 | 0.051 | 0 | 0.035
| 0.528 | 0 | 0.041 | 0 | 0.034 | 0 | 0.042 | 0 | 0.052
| 0.528 | 0 | 0.039 | 0 | 0.029 | 0 | 0.036 | 0 | 0.077
| 0.528 | 0 | 0.031 | 0 | 0.031 | 0 | 0.058 | 0 | 0.093
| 0.528 | 0 | 0.025 | 0 | 0.032 | 0 | 0.066 | 0 | 0.102
| 0.528 | 0 | 0.034 | 0 | 0.02 | 0 | 0.07 | 0 | 0.117
| 0.528 | 0 | 0.041 | 0 | 0.012 | 0 | 0.077 | 0 | 0.123
| 0.528 | 0 | 0.064 | 0 | 0.007 | 0 | 0.076 | 0 | 0.133
| 0.528 | 0 | 0.14 | 0 | 0.005 | 0 | 0.086 | 0 | 0.162
| 0.528 | 0 | 0.196 | 0 | 0.007 | 0 | 0.098 | 0 | 0.17
| 0.528 | 0 | 0.254 | 0 | 0.009 | 0 | 0.111 | 0 | 0.261
| 0.528 | 0 | 0.274 | 0 | 0.009 | 0 | 0.122 | 0 | 0.311
| 0.528 | 0 | 0.278 | 0 | 0.006 | 0 | 0.12 | 0 | 0.278
| 0.528 | 0.023 | 0.266 | 0.021 | 0.004 | 0 | 0.101 | 0.002 | 0.212
| 0.528 | 0.082 | 0.22 | 0.06 | 0.008 | 0.022 | 0.09 | 0.023 | 0.18
| 0.528 | 0.193 | 0.171 | 0.12 | 0.025 | 0.062 | 0.068 | 0.039 | 0.159
| 0.528 | 0.231 | 0.156 | 0.141 | 0.061 | 0.085 | 0.052 | 0.051 | 0.131
| 0.528 | 0.18 | 0.134 | 0.153 | 0.122 | 0.08 | 0.042 | 0.072 | 0.077
| 0.528 | 0.067 | 0.119 | 0.17 | 0.182 | 0.057 | 0.033 | 0.089 | 0.041
| 0.528 | 0.034 | 0.106 | 0.11 | 0.235 | 0.038 | 0.031 | 0.089 | 0.059
| 0.528 | 0.016 | 0.072 | 0.027 | 0.328 | 0.022 | 0.021 | 0.059 | 0.054
| 0.528 | 0 | 0.07 | 0 | 0.407 | 0.006 | 0.006 | 0.014 | 0.056
| 0.528 | 0 | 0.071 | 0 | 0.424 | 0 | 0.017 | 0 | 0.088
| 0.528 | 0 | 0.068 | 0 | 0.428 | 0 | 0.049 | 0 | 0.091
| 0.528 | 0 | 0.041 | 0 | 0.386 | 0 | 0.093 | 0 | 0.081
| 0.528 | 0 | 0.039 | 0 | 0.328 | 0 | 0.128 | 0 | 0.052
| 0.528 | 0 | 0.058 | 0 | 0.243 | 0 | 0.13 | 0 | 0.035
| 0.528 | 0 | 0.087 | 0 | 0.135 | 0 | 0.118 | 0 | 0.02
| 0.528 | 0 | 0.155 | 0 | 0.076 | 0 | 0.111 | 0 | 0.014
| 0.528 | 0 | 0.185 | 0 | 0.074 | 0 | 0.113 | 0 | 0.005
| 0.528 | 0 | 0.15 | 0 | 0.101 | 0 | 0.123 | 0 | 0.004
| 0.528 | 0 | 0.131 | 0 | 0.109 | 0 | 0.147 | 0 | 0.005
| 0.528 | 0 | 0.144 | 0 | 0.096 | 0 | 0.144 | 0 | 0.006
| 0.528 | 0 | 0.151 | 0 | 0.076 | 0 | 0.132 | 0 | 0.006
| 0.528 | 0 | 0.169 | 0 | 0.066 | 0 | 0.14 | 0 | 0.006
| 0.528 | 0 | 0.18 | 0 | 0.06 | 0 | 0.137 | 0 | 0.006
| 0.528 | 0 | 0.188 | 0 | 0.065 | 0 | 0.127 | 0 | 0.006
| 0.528 | 0.027 | 0.238 | 0.03 | 0.087 | 0 | 0.113 | 0.015 | 0.006
| 0.528 | 0.095 | 0.212 | 0.229 | 0.049 | 0.039 | 0.092 | 0.118 | 0.006
| 0.528 | 0.155 | 0.176 | 0.409 | 0.011 | 0.105 | 0.084 | 0.258 | 0.008
| 0.528 | 0.187 | 0.161 | 0.503 | 0.012 | 0.141 | 0.059 | 0.346 | 0.01
| 0.528 | 0.206 | 0.174 | 0.523 | 0.008 | 0.145 | 0.069 | 0.405 | 0.013
| 0.528 | 0.193 | 0.156 | 0.476 | 0.004 | 0.127 | 0.079 | 0.342 | 0.013
| 0.528 | 0.11 | 0.156 | 0.364 | 0.008 | 0.096 | 0.078 | 0.265 | 0.01
| 0.528 | 0.047 | 0.156 | 0.196 | 0.068 | 0.056 | 0.089 | 0.12 | 0.009
| 0.528 | 0.002 | 0.175 | 0.01 | 0.195 | 0.015 | 0.103 | 0.027 | 0.011
| 0.528 | 0 | 0.213 | 0 | 0.278 | 0 | 0.112 | 0 | 0.021
| 0.528 | 0 | 0.208 | 0 | 0.158 | 0 | 0.111 | 0 | 0.021
| 0.528 | 0 | 0.233 | 0 | 0.12 | 0 | 0.088 | 0 | 0.037
| 0.528 | 0 | 0.235 | 0 | 0.123 | 0 | 0.078 | 0 | 0.052
| 0.528 | 0 | 0.225 | 0 | 0.131 | 0 | 0.083 | 0 | 0.058
| 0.528 | 0 | 0.194 | 0 | 0.147 | 0 | 0.054 | 0 | 0.069
Note on C5: revins: Node is not compulsory if used in multiple places

## Network nodes
Node ID*
Latitude longitude
XY coordinates
Building ID
Building type
System ID
System type
Note on D8: revins: Creates a duplicate of a system

## Network links
Network link ID*
Start node ID*
End node ID*
Type*
Length
Capacity
Voltage
Electrical resistance
Electrical reactance
Total thermal loss
Total pressure loss
Operating temperature
Note on B7: revins: No value = Unconstrained