## General
Annualised capital costs
Interest Rate | 0.015
Note on B2: revins: Why can't this be hard coded?
Note on A4: revins: Allow custom constraints to be defined

## Capacities
Name | PV | WT | Diesel generator | Li-ion | Dummy_Renewable
Units | kW | kW | kW | kWh | kW
Type | Continuous | Continuous | Continuous | Continuous | Continuous
Options
Lower bound | 0 | 0 | 0 | 0 | 0
Upper bound | 9999999999 | 9999999999 | 9999999999 | 9999999999 | 9999999999

## Converters
name | Diesel generator | PV | WT | Dummy_Renewable
capacity | Diesel generator | PV | WT | Dummy_Renewable
fixed capital cost
capital cost | 450 | 1606 | 2096 | 0
annual maintenance cost |  | 0.0031336 | 0.0064281
usage maintenance cost | 0.01 | 0.01 | 0.01 | 0
efficiency | 0.46 | 1 | 1 | 1
lifetime | 25 | 25 | 25 | 9999
output_ratio
min_load
inputs | Diesel | Irradiation | Wind | Renewable
outputs | Elec | Renewable | Renewable | Elec
Note on A3: Assume that this means the max capacity

## Storages
name | Li-ion
stream | Renewable
capacity | Li-ion
cost | 270
annual_maintenance_cost
fixed_capital_cost
lifetime | 11.5
ch_eff | 0.81
disch_eff | 0.81
decay | 0.001
max_charge | 0.9
max_discharge | 0.9
min_state | 0.01

## Streams
Name | Elec | Irradiation | Wind | Diesel | Renewable
Can import |  | 1 | 1 | 1
can export |  |  |  |  | 0
Time series |  | Irradiation | Wind
Price | 0 | 0 | 0 | 0.08 | 0
Export Price | 0 | 0 | 0 | 0 | 0
CO2 | 0 | 0 | 0 | 0.268 | 0
CO2 credit | 0 | 0 | 0 |  | 0
Note on B5: revins: No value = no bound
Note on C5: revins: References time series

## Time series
Time series ID | Elec | Irradiation | Wind
Type | Demand | Source | Source
Stream | Elec | Irradiation | Wind
Node
Units | kW | kW | kW
Source
Data | 89.8605 | 0 | 0.623
| 104.0959 | 0 | 0.649
| 78.2943 | 0 | 0.68
| 88.9708 | 0 | 0.717
| 78.2943 | 0 | 0.742
| 162.8166 | 0 | 0.755
| 322.0744 | 0 | 0.739
| 192.177 | 0 | 0.7
| 202.8535 | 0 | 0.667
| 94.3091 | 0 | 0.643
| 96.9782 | 0 | 0.633
| 121.0003 | 0 | 0.623
| 138.7945 | 0 | 0.622
| 1284.7389 | 0 | 0.62
| 707.3181 | 0 | 0.618
| 127.2283 | 0 | 0.59
| 100.537 | 0 | 0.535
| 181.5005 | 0 | 0.481
| 153.0298 | 0 | 0.418
| 301.6111 | 0 | 0.391
| 240.2213 | 0 | 0.409
| 216.1991 | 0 | 0.447
| 111.2135 | 0 | 0.483
| 88.9708 | 0 | 0.491
| 88.9708 | 0 | 0.466
| 72.9561 | 0 | 0.415
| 88.0811 | 0 | 0.376
| 75.6252 | 0 | 0.352
| 99.6473 | 0 | 0.342
| 121.0003 | 0 | 0.341
| 512.472 | 0 | 0.337
| 225.9859 | 0 | 0.341
| 178.8314 | 0 | 0.337
| 105.8753 | 0 | 0.302
| 72.0664 | 0 | 0.251
| 86.3017 | 0 | 0.196
| 72.0664 | 0 | 0.156
| 153.0298 | 0 | 0.126
| 195.7358 | 0 | 0.101
| 157.4784 | 0 | 0.084
| 105.8753 | 0 | 0.071
| 93.4194 | 0 | 0.065
| 167.2652 | 0 | 0.065
| 282.0375 | 0 | 0.057
| 246.4492 | 0 | 0.044
| 123.6695 | 0 | 0.034
| 90.7502 | 0 | 0.026
| 79.184 | 0 | 0.022
| 99.6473 | 0 | 0.024
| 78.2943 | 0 | 0.034
| 80.9635 | 0 | 0.053
| 82.7429 | 0 | 0.077
| 74.7355 | 0 | 0.102
| 137.9048 | 0 | 0.122
| 378.1261 | 0 | 0.137
| 230.4345 | 0 | 0.154
| 163.7063 | 0 | 0.183
| 86.3017 | 0 | 0.226
| 78.2943 | 0 | 0.261
| 78.2943 | 0 | 0.277
| 81.8532 | 0 | 0.249
| 142.3533 | 0 | 0.221
| 201.9638 | 0 | 0.217
| 127.2283 | 0 | 0.212
| 126.3386 | 0 | 0.198
| 98.7576 | 0 | 0.177
| 170.824 | 0 | 0.169
| 309.6185 | 0 | 0.16
| 270.4713 | 0 | 0.138
| 242.8904 | 0 | 0.108
| 155.699 | 0 | 0.074
| 104.9856 | 0 | 0.046
| 74.7355 | 0 | 0.032
| 89.8605 | 0 | 0.028
| 72.9561 | 0 | 0.03
| 91.64 | 0 | 0.042
| 88.9708 | 0 | 0.063
| 95.1988 | 0 | 0.084
| 258.0154 | 0 | 0.107
| 225.9859 | 0 | 0.162
| 169.9343 | 0 | 0.233
| 80.9635 | 0 | 0.329
| 97.8679 | 0 | 0.39
| 75.6252 | 0 | 0.466
| 83.6326 | 0 | 0.566
| 141.4636 | 0 | 0.648
| 181.5005 | 0 | 0.72
| 133.4563 | 0 | 0.744
| 90.7502 | 0 | 0.727
| 108.5444 | 0 | 0.72
| 117.4415 | 0 | 0.698
| 222.4271 | 0 | 0.685
| 344.3171 | 0 | 0.67
| 375.4569 | 0 | 0.656
| 146.8019 | 0 | 0.644
| 79.184 | 0 | 0.64
| 96.0885 | 0 | 0.627
| 80.9635 | 0 | 0.593
| 123.6695 | 0 | 0.623
| 148.5813 | 0 | 0.676
| 84.5223 | 0 | 0.695
| 75.6252 | 0 | 0.701
| 86.3017 | 0 | 0.7
| 254.4566 | 0 | 0.691
| 225.0962 | 0 | 0.672
| 95.1988 | 0 | 0.637
| 203.7432 | 0 | 0.598
| 85.412 | 0 | 0.596
| 191.2873 | 0 | 0.547
| 157.4784 | 0 | 0.498
| 397.6996 | 0 | 0.532
| 989.3557 | 0 | 0.59
| 148.5813 | 0 | 0.575
| 244.6698 | 0 | 0.586
| 298.942 | 0 | 0.624
| 368.3393 | 0 | 0.622
| 298.0523 | 0 | 0.597
| 267.8022 | 0 | 0.544
| 183.2799 | 0 | 0.522
| 109.4341 | 0 | 0.488
| 99.6473 | 0 | 0.447
| 95.1988 | 0 | 0.434
| 75.6252 | 0 | 0.42
| 87.1914 | 0 | 0.394
| 75.6252 | 0 | 0.356
| 82.7429 | 0 | 0.317
| 85.412 | 0 | 0.323
| 595.2149 | 0 | 0.313
| 248.2286 | 0 | 0.31
| 250.8978 | 0 | 0.251
| 195.7358 | 0 | 0.213
| 233.9933 | 0 | 0.222
| 218.8683 | 0 | 0.21
| 206.4123 | 0 | 0.185
| 806.9655 | 0 | 0.167
| 92.5297 | 0 | 0.145
| 99.6473 | 0 | 0.144
| 230.4345 | 0 | 0.155
| 283.817 | 0 | 0.152
| 235.7727 | 0 | 0.139
| 208.1918 | 0 | 0.138
| 145.9122 | 0 | 0.128
| 79.184 | 0 | 0.094
| 89.8605 | 0 | 0.051
| 72.9561 | 0 | 0.014
| 88.0811 | 0 | 0.003
| 74.7355 | 0 | 0.002
| 96.9782 | 0 | 0.009
| 84.5223 | 0 | 0.032
| 80.9635 | 0 | 0.077
| 121.0003 | 0 | 0.103
| 245.5595 | 0 | 0.102
| 185.949 | 0 | 0.07
| 405.707 | 0 | 0.038
| 144.1328 | 0 | 0.023
| 76.5149 | 0 | 0.022
| 365.6701 | 0 | 0.021
| 155.699 | 0 | 0.027
| 110.3238 | 0 | 0.048
| 129.0077 | 0 | 0.092
| 139.6842 | 0 | 0.168
| 139.6842 | 0 | 0.243
| 132.5665 | 0 | 0.315
| 320.295 | 0 | 0.33
| 310.5082 | 0 | 0.315
| 400.3687 | 0 | 0.313
| 278.4787 | 0 | 0.324
| 200.1844 | 0 | 0.346
| 153.9195 | 0 | 0.376
| 142.3533 | 0 | 0.401
| 78.2943 | 0 | 0.402
| 86.3017 | 0 | 0.386
| 74.7355 | 0 | 0.374
| 83.6326 | 0 | 0.348
| 91.64 | 0 | 0.355
| 240.2213 | 0 | 0.38
| 150.3607 | 0 | 0.4
| 307.8391 | 0 | 0.413
| 134.346 | 0 | 0.395
| 86.3017 | 0 | 0.358
| 111.2135 | 0 | 0.329
| 344.3171 | 0 | 0.305
| 142.3533 | 0 | 0.282
| 161.9269 | 0 | 0.254
| 270.4713 | 0 | 0.228
| 492.8984 | 0 | 0.206
| 420.832 | 0 | 0.208
| 415.4938 | 0 | 0.221
| 3090.8468 | 0 | 0.233
| 794.5096 | 0 | 0.245
| 172.6034 | 0 | 0.258
| 144.1328 | 0 | 0.291
| 136.1254 | 0 | 0.294
| 123.6695 | 0 | 0.286
| 129.8974 | 0 | 0.278
| 120.1106 | 0 | 0.295
| 122.7797 | 0 | 0.321
| 136.1254 | 0 | 0.325
| 677.9578 | 0 | 0.312
| 237.5521 | 0 | 0.305
| 216.1991 | 0 | 0.294
| 80.9635 | 0 | 0.271
| 80.9635 | 0 | 0.241
| 88.0811 | 0 | 0.21
| 85.412 | 0 | 0.174
| 186.8387 | 0 | 0.133
| 204.6329 | 0 | 0.095
| 144.1328 | 0 | 0.061
| 121.0003 | 0 | 0.036
| 716.2152 | 0 | 0.021
| 345.2068 | 0 | 0.012
| 393.2511 | 0 | 0.006
| 349.6554 | 0 | 0.002
| 387.9128 | 0 | 0.001
| 328.3024 | 0 | 0.001
| 98.7576 | 0 | 0.001
| 81.8532 | 0 | 0.001
| 90.7502 | 0 | 0.001
| 76.5149 | 0 | 0.001
| 84.5223 | 0 | 0.001
| 77.4046 | 0 | 0.001
| 178.8314 | 0 | 0.003
| 252.6772 | 0 | 0.014
| 229.5447 | 0 | 0.045
| 88.9708 | 0 | 0.112
| 82.7429 | 0 | 0.199
| 85.412 | 0 | 0.289
| 85.412 | 0 | 0.351
| 92.5297 | 0 | 0.346
| 166.3755 | 0 | 0.283
| 215.3094 | 0 | 0.231
| 247.3389 | 0 | 0.169
| 230.4345 | 0 | 0.106
| 382.5746 | 0 | 0.054
| 356.773 | 0 | 0.025
| 210.8609 | 0 | 0.017
| 214.4197 | 0 | 0.013
| 206.4123 | 0 | 0.009
| 143.243 | 0 | 0.006
| 99.6473 | 0 | 0.003
| 80.9635 | 0 | 0.003
| 102.3165 | 0 | 0.003
| 79.184 | 0 | 0.006
| 83.6326 | 0 | 0.015
| 73.8458 | 0 | 0.035
| 81.8532 | 0 | 0.057
| 94.3091 | 0 | 0.075
| 238.4418 | 0 | 0.088
| 462.6483 | 0 | 0.096
| 161.9269 | 0 | 0.106
| 156.5887 | 0 | 0.116
| 185.0593 | 0 | 0.13
| 612.1194 | 0.001 | 0.144
| 745.5756 | 0 | 0.157
| 170.824 | 0 | 0.17
| 178.8314 | 0 | 0.199
| 195.7358 | 0 | 0.249
| 262.464 | 0 | 0.315
| 375.4569 | 0 | 0.355
| 203.7432 | 0 | 0.353
| 200.1844 | 0 | 0.346
| 247.3389 | 0 | 0.334
| 123.6695 | 0 | 0.32
| 79.184 | 0 | 0.317
| 91.64 | 0 | 0.303
| 78.2943 | 0 | 0.284
| 103.2062 | 0 | 0.278
| 72.0664 | 0 | 0.267
| 87.1914 | 0 | 0.225
| 72.0664 | 0 | 0.172
| 120.1106 | 0 | 0.145
| 302.5008 | 0 | 0.122
| 190.3976 | 0 | 0.09
| 348.7657 | 0 | 0.061
| 233.1036 | 0 | 0.038
| 289.1552 | 0 | 0.02
| 346.0965 | 0 | 0.008
| 166.3755 | 0 | 0.003
| 152.1401 | 0 | 0.001
| 159.2578 | 0 | 0
| 658.3842 | 0 | 0
| 1081.8853 | 0 | 0.001
| 306.9494 | 0 | 0
| 312.2876 | 0 | 0
| 294.4935 | 0 | 0
| 271.3611 | 0 | 0
| 270.4713 | 0 | 0
| 232.2139 | 0 | 0
| 87.1914 | 0 | 0.003
| 76.5149 | 0 | 0.017
| 77.4046 | 0 | 0.043
| 80.9635 | 0 | 0.081
| 81.8532 | 0 | 0.131
| 90.7502 | 0 | 0.191
| 70.287 | 0 | 0.264
| 266.9125 | 0 | 0.326
| 382.5746 | 0 | 0.335
| 493.7881 | 0 | 0.301
| 549.8397 | 0 | 0.267
| 463.5381 | 0.002 | 0.25
| 192.177 | 0.006 | 0.227
| 74.7355 | 0 | 0.193
| 78.2943 | 0 | 0.149
| 68.5075 | 0 | 0.111
| 67.6178 | 0 | 0.086
| 62.2796 | 0 | 0.056
| 71.1767 | 0 | 0.03
| 58.7208 | 0 | 0.012
| 83.6326 | 0 | 0.007
| 64.059 | 0 | 0.007
| 74.7355 | 0 | 0.003
| 58.7208 | 0 | 0
| 68.5075 | 0 | 0.001
| 64.9487 | 0 | 0.012
| 63.1693 | 0 | 0.028
| 86.3017 | 0 | 0.03
| 105.8753 | 0 | 0.02
| 105.8753 | 0 | 0.018
| 95.1988 | 0 | 0.014
| 97.8679 | 0 | 0.022
| 109.4341 | 0 | 0.042
| 95.1988 | 0 | 0.057
| 106.765 | 0 | 0.054
| 96.9782 | 0 | 0.042
| 74.7355 | 0 | 0.042
| 80.9635 | 0 | 0.056
| 64.059 | 0 | 0.072
| 88.0811 | 0 | 0.079
| 88.0811 | 0 | 0.067
| 88.0811 | 0 | 0.05
| 106.765 | 0 | 0.048
| 77.4046 | 0 | 0.054
| 108.5444 | 0 | 0.052
| 88.9708 | 0 | 0.045
| 95.1988 | 0 | 0.04
| 89.8605 | 0 | 0.036
| 101.4268 | 0 | 0.029
| 210.8609 | 0 | 0.03
| 153.0298 | 0 | 0.047
| 88.0811 | 0 | 0.106
| 59.6105 | 0 | 0.246
| 108.5444 | 0 | 0.413
| 305.17 | 0 | 0.494
| 272.2507 | 0 | 0.479
| 177.052 | 0 | 0.43
| 63.1693 | 0 | 0.464
| 80.0738 | 0 | 0.441
| 60.5002 | 0 | 0.36
| 72.9561 | 0 | 0.27
| 110.3238 | 0 | 0.21
| 170.824 | 0 | 0.158
| 153.0298 | 0 | 0.116
| 116.5518 | 0 | 0.075
| 120.1106 | 0 | 0.037
| 117.4415 | 0 | 0.011
| 127.2283 | 0 | 0.001
| 120.1106 | 0 | 0
| 175.2725 | 0 | 0
| 153.9195 | 0 | 0.001
| 78.2943 | 0 | 0.003
| 80.0738 | 0 | 0.01
| 72.9561 | 0 | 0.022
| 81.8532 | 0 | 0.043
| 65.8384 | 0 | 0.066
| 83.6326 | 0 | 0.1
| 65.8384 | 0 | 0.15
| 268.6919 | 0 | 0.236
| 354.1039 | 0 | 0.334
| 207.302 | 0 | 0.376
| 92.5297 | 0 | 0.374
| 67.6178 | 0 | 0.398
| 85.412 | 0 | 0.387
| 65.8384 | 0.001 | 0.336
| 193.9564 | 0 | 0.308
| 216.1991 | 0 | 0.297
| 159.2578 | 0 | 0.294
| 146.8019 | 0 | 0.344
| 104.0959 | 0 | 0.335
| 152.1401 | 0 | 0.284
| 194.8461 | 0 | 0.232
| 218.8683 | 0 | 0.176
| 184.1696 | 0 | 0.144
| 177.052 | 0 | 0.141
| 132.5665 | 0 | 0.176
| 78.2943 | 0 | 0.194
| 79.184 | 0 | 0.185
| 65.8384 | 0 | 0.215
| 78.2943 | 0 | 0.261
| 75.6252 | 0 | 0.316
| 66.7281 | 0 | 0.402
| 280.2581 | 0 | 0.494
| 312.2876 | 0 | 0.53
| 184.1696 | 0 | 0.572
| 91.64 | 0 | 0.602
| 69.3973 | 0 | 0.653
| 79.184 | 0 | 0.722
| 68.5075 | 0 | 0.808
| 195.7358 | 0 | 0.842
| 207.302 | 0 | 0.846
| 148.5813 | 0 | 0.876
| 122.7797 | 0 | 0.871
| 117.4415 | 0 | 0.862
| 133.4563 | 0 | 0.856
| 395.0305 | 0 | 0.871
| 351.4348 | 0 | 0.876
| 194.8461 | 0 | 0.894
| 169.0446 | 0 | 0.912
| 70.287 | 0 | 0.929
| 80.0738 | 0 | 0.943
| 79.184 | 0 | 0.957
| 68.5075 | 0 | 0.97
| 77.4046 | 0 | 0.976
| 64.9487 | 0 | 0.976
| 77.4046 | 0 | 0.973
| 288.2655 | 0 | 0.967
| 327.4127 | 0 | 0.953
| 187.7285 | 0 | 0.929
| 95.1988 | 0 | 0.899
| 80.9635 | 0 | 0.845
| 70.287 | 0 | 0.727
| 72.0664 | 0 | 0.513
| 204.6329 | 0 | 0.266
| 176.1623 | 0 | 0.105
| 137.9048 | 0 | 0.012
| 144.1328 | 0 | 0
| 232.2139 | 0 | 0.002
| 185.949 | 0 | 0.022
| 160.1475 | 0 | 0.059
| 185.0593 | 0 | 0.124
| 322.0744 | 0 | 0.192
| 317.6259 | 0 | 0.238
| 171.7137 | 0 | 0.274
| 94.3091 | 0 | 0.331
| 88.0811 | 0 | 0.398
| 85.412 | 0 | 0.482
| 72.9561 | 0 | 0.586
| 85.412 | 0 | 0.661
| 80.9635 | 0 | 0.76
| 337.1995 | 0 | 0.816
| 252.6772 | 0 | 0.841
| 177.052 | 0 | 0.858
| 82.7429 | 0 | 0.829
| 64.9487 | 0 | 0.798
| 79.184 | 0.008 | 0.791
| 69.3973 | 0.013 | 0.827
| 145.9122 | 0.003 | 0.846
| 165.4858 | 0 | 0.796
| 125.4489 | 0 | 0.765
| 108.5444 | 0 | 0.7
| 108.5444 | 0 | 0.541
| 121.89 | 0 | 0.412
| 282.9272 | 0 | 0.282
| 315.8465 | 0 | 0.18
| 290.0449 | 0 | 0.12
| 209.0815 | 0 | 0.074
| 244.6698 | 0 | 0.042
| 99.6473 | 0 | 0.022
| 86.3017 | 0 | 0.011
| 81.8532 | 0 | 0.003
| 68.5075 | 0 | 0.001
| 75.6252 | 0 | 0
| 88.9708 | 0 | 0.001
| 487.5602 | 0 | 0.007
| 352.3245 | 0 | 0.033
| 145.9122 | 0 | 0.059
| 144.1328 | 0 | 0.054
| 119.2209 | 0 | 0.037
| 126.3386 | 0.01 | 0.021
| 134.346 | 0.015 | 0.009
| 122.7797 | 0.005 | 0.004
| 125.4489 | 0 | 0.002
| 113.8827 | 0 | 0.001
| 130.7871 | 0 | 0.001
| 129.8974 | 0 | 0.004
| 115.6621 | 0 | 0.01
| 137.9048 | 0 | 0.014
| 99.6473 | 0 | 0.013
| 136.1254 | 0 | 0.012
| 82.7429 | 0 | 0.012
| 73.8458 | 0 | 0.011
| 76.5149 | 0 | 0.005
| 69.3973 | 0 | 0.001
| 68.5075 | 0 | 0.002
| 62.2796 | 0 | 0.012
| 70.287 | 0 | 0.033
| 59.6105 | 0 | 0.067
| 239.3315 | 0 | 0.136
| 240.2213 | 0 | 0.232
| 201.0741 | 0 | 0.296
| 62.2796 | 0 | 0.295
| 94.3091 | 0.002 | 0.249
| 106.765 | 0.035 | 0.252
| 127.2283 | 0.039 | 0.337
| 118.3312 | 0.01 | 0.431
| 115.6621 | 0 | 0.481
| 98.7576 | 0 | 0.498
| 127.2283 | 0 | 0.476
| 105.8753 | 0 | 0.461
| 114.7724 | 0 | 0.529
| 98.7576 | 0 | 0.686
| 125.4489 | 0 | 0.786
| 123.6695 | 0 | 0.831
| 82.7429 | 0 | 0.85
| 59.6105 | 0 | 0.875
| 74.7355 | 0 | 0.866
| 58.7208 | 0 | 0.822
| 74.7355 | 0 | 0.817
| 57.831 | 0 | 0.86
| 73.8458 | 0 | 0.93
| 57.831 | 0 | 0.942
| 211.7506 | 0 | 0.939
| 224.2065 | 0 | 0.921
| 202.8535 | 0 | 0.917
| 83.6326 | 0 | 0.934
| 78.2943 | 0.001 | 0.947
| 60.5002 | 0.019 | 0.928
| 73.8458 | 0.025 | 0.868
| 117.4415 | 0.011 | 0.732
| 165.4858 | 0 | 0.525
| 136.1254 | 0 | 0.292
| 114.7724 | 0 | 0.064
| 102.3165 | 0 | 0
| 117.4415 | 0 | 0.012
| 103.2062 | 0 | 0.137
| 107.6547 | 0 | 0.205
| 104.9856 | 0 | 0.227
| 98.7576 | 0 | 0.314
| 69.3973 | 0 | 0.391
| 64.059 | 0 | 0.407
| 70.287 | 0 | 0.463
| 61.3899 | 0 | 0.539
| 75.6252 | 0 | 0.54
| 64.059 | 0 | 0.528
| 77.4046 | 0 | 0.578
| 253.5669 | 0 | 0.583
| 250.8978 | 0 | 0.523
| 196.6255 | 0 | 0.482
| 79.184 | 0 | 0.476
| 60.5002 | 0 | 0.513
| 75.6252 | 0 | 0.516
| 59.6105 | 0.001 | 0.433
| 146.8019 | 0 | 0.392
| 160.1475 | 0 | 0.362
| 132.5665 | 0 | 0.284
| 126.3386 | 0 | 0.163
| 137.0151 | 0 | 0.09
| 121.0003 | 0 | 0.094
| 131.6768 | 0 | 0.082
| 128.118 | 0 | 0.039
| 112.993 | 0 | 0.025
| 95.1988 | 0 | 0.013
| 60.5002 | 0 | 0.007
| 75.6252 | 0 | 0.002
| 64.9487 | 0 | 0.001
| 78.2943 | 0 | 0.001
| 57.831 | 0 | 0.004
| 72.0664 | 0 | 0.013
| 127.2283 | 0 | 0.027
| 313.1773 | 0 | 0.045
| 227.7653 | 0 | 0.059
| 209.9712 | 0 | 0.06
| 63.1693 | 0 | 0.048
| 72.0664 | 0 | 0.027
| 61.3899 | 0 | 0.051
| 70.287 | 0 | 0.073
| 184.1696 | 0 | 0.03
| 179.7211 | 0 | 0
| 131.6768 | 0 | 0.024
| 129.0077 | 0 | 0.065
| 139.6842 | 0 | 0.12
| 112.1033 | 0 | 0.127
| 140.5739 | 0 | 0.095
| 120.1106 | 0 | 0.058
| 155.699 | 0 | 0.036
| 77.4046 | 0 | 0.021
| 87.1914 | 0 | 0.01
| 60.5002 | 0 | 0.007
| 72.9561 | 0 | 0.01
| 56.9413 | 0 | 0.009
| 72.0664 | 0 | 0.003
| 56.9413 | 0 | 0
| 193.9564 | 0 | 0
| 297.1626 | 0 | 0
| 228.655 | 0 | 0
| 188.6182 | 0 | 0
| 80.9635 | 0 | 0.001
| 66.7281 | 0.002 | 0.004
| 64.9487 | 0.017 | 0.011
| 67.6178 | 0.016 | 0.02
| 222.4271 | 0.008 | 0.029
| 194.8461 | 0 | 0.045
| 117.4415 | 0 | 0.072
| 144.1328 | 0 | 0.115
| 107.6547 | 0 | 0.192
| 143.243 | 0 | 0.278
| 125.4489 | 0 | 0.325
| 136.1254 | 0 | 0.326
| 137.0151 | 0 | 0.316
| 121.0003 | 0 | 0.317
| 58.7208 | 0 | 0.304
| 73.8458 | 0 | 0.257
| 57.831 | 0 | 0.22
| 70.287 | 0 | 0.217
| 59.6105 | 0 | 0.223
| 67.6178 | 0 | 0.22
| 178.8314 | 0 | 0.2
| 305.17 | 0 | 0.192
| 225.9859 | 0 | 0.204
| 187.7285 | 0 | 0.213
| 85.412 | 0 | 0.215
| 64.9487 | 0.008 | 0.194
| 78.2943 | 0.029 | 0.153
| 64.059 | 0.036 | 0.111
| 239.3315 | 0.02 | 0.077
| 175.2725 | 0.001 | 0.062
| 144.1328 | 0 | 0.059
| 123.6695 | 0 | 0.07
| 131.6768 | 0 | 0.112
| 125.4489 | 0 | 0.192
| 129.8974 | 0 | 0.289
| 130.7871 | 0 | 0.366
| 145.0225 | 0 | 0.401
| 104.0959 | 0 | 0.42
| 69.3973 | 0 | 0.438
| 63.1693 | 0 | 0.441
| 65.8384 | 0 | 0.411
| 64.059 | 0 | 0.36
| 63.1693 | 0 | 0.295
| 80.9635 | 0 | 0.219
| 209.9712 | 0 | 0.127
| 308.7288 | 0 | 0.05
| 219.758 | 0 | 0.014
| 197.5153 | 0 | 0.003
| 115.6621 | 0 | 0
| 137.9048 | 0.018 | 0
| 135.2357 | 0.051 | 0
| 149.471 | 0.05 | 0
| 110.3238 | 0.022 | 0
| 156.5887 | 0.001 | 0
| 120.1106 | 0 | 0
| 129.0077 | 0 | 0
| 126.3386 | 0 | 0.001
| 133.4563 | 0 | 0.002
| 147.6916 | 0 | 0.005
| 133.4563 | 0 | 0.011
| 142.3533 | 0 | 0.017
| 88.0811 | 0 | 0.019
| 76.5149 | 0 | 0.021
| 68.5075 | 0 | 0.019
| 66.7281 | 0 | 0.014
| 61.3899 | 0 | 0.013
| 67.6178 | 0 | 0.013
| 76.5149 | 0 | 0.012
| 221.5374 | 0 | 0.008
| 297.1626 | 0 | 0.012
| 236.6624 | 0 | 0.021
| 179.7211 | 0 | 0.033
| 125.4489 | 0 | 0.038
| 116.5518 | 0.011 | 0.034
| 147.6916 | 0.034 | 0.024
| 128.118 | 0.039 | 0.015
| 152.1401 | 0.024 | 0.019
| 117.4415 | 0.002 | 0.042
| 139.6842 | 0 | 0.084
| 119.2209 | 0 | 0.122
| 125.4489 | 0 | 0.142
| 136.1254 | 0 | 0.138
| 151.2504 | 0 | 0.13
| 131.6768 | 0 | 0.138
| 157.4784 | 0 | 0.158
| 93.4194 | 0 | 0.179
| 62.2796 | 0 | 0.183
| 70.287 | 0 | 0.183
| 58.7208 | 0 | 0.171
| 72.0664 | 0 | 0.141
| 56.9413 | 0 | 0.104
| 88.9708 | 0 | 0.069
| 216.1991 | 0 | 0.047
| 316.7362 | 0 | 0.046
| 225.0962 | 0 | 0.058
| 206.4123 | 0 | 0.078
| 61.3899 | 0 | 0.118
| 71.1767 | 0.021 | 0.18
| 61.3899 | 0.056 | 0.253
| 68.5075 | 0.068 | 0.28
| 253.5669 | 0.05 | 0.287
| 177.9417 | 0.008 | 0.325
| 145.0225 | 0 | 0.394
| 133.4563 | 0 | 0.479
| 225.9859 | 0 | 0.55
| 331.8612 | 0 | 0.597
| 466.2072 | 0 | 0.63
| 286.4861 | 0 | 0.64
| 273.1405 | 0 | 0.636
| 209.0815 | 0 | 0.621
| 116.5518 | 0 | 0.601
| 75.6252 | 0 | 0.606
| 87.1914 | 0 | 0.638
| 76.5149 | 0 | 0.666
| 87.1914 | 0 | 0.666
| 67.6178 | 0 | 0.635
| 140.5739 | 0 | 0.591
| 701.0902 | 0 | 0.56
| 364.7804 | 0 | 0.551
| 195.7358 | 0 | 0.546
| 85.412 | 0 | 0.537
| 68.5075 | 0.019 | 0.519
| 84.5223 | 0.047 | 0.483
| 69.3973 | 0.047 | 0.429
| 320.295 | 0.037 | 0.387
| 186.8387 | 0.008 | 0.401
| 208.1918 | 0 | 0.41
| 264.2434 | 0 | 0.349
| 1341.6802 | 0 | 0.311
| 290.9346 | 0 | 0.245
| 201.9638 | 0 | 0.177
| 201.9638 | 0 | 0.152
| 238.4418 | 0 | 0.154
| 157.4784 | 0 | 0.177
| 77.4046 | 0 | 0.179
| 84.5223 | 0 | 0.161
| 80.0738 | 0 | 0.145
| 72.9561 | 0 | 0.146
| 83.6326 | 0 | 0.155
| 70.287 | 0 | 0.149
| 123.6695 | 0 | 0.145
| 453.7512 | 0 | 0.159
| 356.773 | 0 | 0.189
| 184.1696 | 0 | 0.245
| 80.9635 | 0 | 0.294
| 77.4046 | 0.012 | 0.329
| 74.7355 | 0.03 | 0.341
| 81.8532 | 0.036 | 0.339
| 242.8904 | 0.026 | 0.346
| 180.6108 | 0.005 | 0.379
| 190.3976 | 0 | 0.443
| 235.7727 | 0 | 0.501
| 239.3315 | 0 | 0.533
| 257.1257 | 0 | 0.529
| 572.0825 | 0 | 0.491
| 3234.9795 | 0 | 0.434
| 952.8776 | 0 | 0.404
| 169.9343 | 0 | 0.4
| 104.9856 | 0 | 0.417
| 94.3091 | 0 | 0.429
| 76.5149 | 0 | 0.442
| 88.0811 | 0 | 0.447
| 68.5075 | 0 | 0.432
| 80.0738 | 0 | 0.414
| 109.4341 | 0 | 0.4
| 444.8542 | 0 | 0.382
| 370.1187 | 0 | 0.366
| 189.5079 | 0 | 0.349
| 91.64 | 0 | 0.324
| 71.1767 | 0.02 | 0.285
| 77.4046 | 0.046 | 0.231
| 75.6252 | 0.053 | 0.182
| 233.9933 | 0.046 | 0.146
| 179.7211 | 0.013 | 0.112
| 145.9122 | 0 | 0.086
| 128.118 | 0 | 0.071
| 276.6993 | 0 | 0.064
| 700.2005 | 0 | 0.056
| 279.3684 | 0 | 0.046
| 220.6477 | 0 | 0.036
| 229.5447 | 0 | 0.027
| 149.471 | 0 | 0.024
| 100.537 | 0 | 0.025
| 95.1988 | 0 | 0.036
| 93.4194 | 0 | 0.057
| 72.0664 | 0 | 0.082
| 84.5223 | 0 | 0.102
| 69.3973 | 0 | 0.115
| 83.6326 | 0 | 0.118
| 501.7955 | 0 | 0.131
| 400.3687 | 0 | 0.116
| 75.6252 | 0 | 0.09
| 92.5297 | 0 | 0.063
| 71.1767 | 0.011 | 0.043
| 76.5149 | 0.021 | 0.031
| 80.0738 | 0.027 | 0.025
| 228.655 | 0.025 | 0.021
| 193.9564 | 0.008 | 0.016
| 187.7285 | 0 | 0.011
| 234.883 | 0 | 0.006
| 1315.8786 | 0 | 0.005
| 277.589 | 0 | 0.005
| 276.6993 | 0 | 0.003
| 209.9712 | 0 | 0.002
| 148.5813 | 0 | 0.001
| 110.3238 | 0 | 0.001
| 89.8605 | 0 | 0
| 88.0811 | 0 | 0
| 82.7429 | 0 | 0
| 85.412 | 0 | 0
| 68.5075 | 0 | 0
| 78.2943 | 0 | 0
| 82.7429 | 0 | 0
| 812.3037 | 0 | 0
| 408.3761 | 0 | 0
| 76.5149 | 0 | 0.001
| 94.3091 | 0.002 | 0.005
| 140.5739 | 0.036 | 0.012
| 144.1328 | 0.07 | 0.018
| 140.5739 | 0.078 | 0.01
| 132.5665 | 0.057 | 0.002
| 135.2357 | 0.018 | 0
| 179.7211 | 0 | 0
| 169.0446 | 0 | 0.001
| 314.067 | 0 | 0.007
| 329.1921 | 0 | 0.033
| 329.1921 | 0 | 0.07
| 251.7875 | 0 | 0.096
| 254.4566 | 0 | 0.11
| 187.7285 | 0 | 0.111
| 140.5739 | 0 | 0.101
| 145.0225 | 0 | 0.083
| 147.6916 | 0 | 0.065
| 144.1328 | 0 | 0.054
| 140.5739 | 0 | 0.049
| 137.9048 | 0 | 0.048
| 139.6842 | 0 | 0.045
| 134.346 | 0 | 0.042
| 468.8763 | 0 | 0.039
| 239.3315 | 0 | 0.039
| 198.405 | 0.008 | 0.045
| 461.7586 | 0.074 | 0.061
| 147.6916 | 0.135 | 0.084
| 85.412 | 0.149 | 0.121
| 68.5075 | 0.116 | 0.172
| 81.8532 | 0.043 | 0.231
| 96.9782 | 0 | 0.305
| 323.8538 | 0 | 0.385
| 501.7955 | 0 | 0.444
| 209.0815 | 0 | 0.447
| 139.6842 | 0 | 0.415
| 165.4858 | 0 | 0.391
| 199.2947 | 0 | 0.388
| 280.2581 | 0 | 0.434
| 149.471 | 0 | 0.516
| 131.6768 | 0 | 0.59
| 145.0225 | 0 | 0.651
| 115.6621 | 0 | 0.71
| 128.118 | 0 | 0.766
| 128.118 | 0 | 0.808
| 126.3386 | 0 | 0.826
| 125.4489 | 0 | 0.831
| 132.5665 | 0 | 0.839
| 524.0382 | 0 | 0.844
| 223.3168 | 0.001 | 0.844
| 429.7291 | 0.011 | 0.812
| 154.8092 | 0.018 | 0.744
| 203.7432 | 0.018 | 0.663
| 1056.9735 | 0.014 | 0.586
| 271.3611 | 0.005 | 0.525
| 182.3902 | 0 | 0.494
| 276.6993 | 0 | 0.498
| 215.3094 | 0 | 0.49
| 201.0741 | 0 | 0.461
| 228.655 | 0 | 0.42
| 291.8243 | 0 | 0.382
| 280.2581 | 0 | 0.37
| 224.2065 | 0 | 0.391
| 145.9122 | 0 | 0.446
| 149.471 | 0 | 0.505
| 155.699 | 0 | 0.54
| 135.2357 | 0 | 0.586
| 161.9269 | 0 | 0.654
| 116.5518 | 0 | 0.719
| 154.8092 | 0 | 0.74
| 487.5602 | 0 | 0.701
| 233.9933 | 0 | 0.626
| 124.5592 | 0 | 0.552
| 151.2504 | 0 | 0.449
| 147.6916 | 0.002 | 0.314
| 150.3607 | 0.004 | 0.177
| 139.6842 | 0.005 | 0.089
| 129.0077 | 0.004 | 0.079
| 146.8019 | 0.001 | 0.297
| 178.8314 | 0 | 0.763
| 1415.5259 | 0 | 0.932
| 168.1549 | 0 | 0.987
| 188.6182 | 0 | 0.987
| 167.2652 | 0 | 0.981
| 0 | 0 | 0.978
| 205.5226 | 0 | 0.97
| 105.8753 | 0 | 0.955
| 89.8605 | 0 | 0.939
| 95.1988 | 0 | 0.923
| 75.6252 | 0 | 0.892
| 82.7429 | 0 | 0.849
| 70.287 | 0 | 0.791
| 77.4046 | 0 | 0.759
| 101.4268 | 0 | 0.718
| 237.5521 | 0 | 0.644
| 225.9859 | 0 | 0.506
| 144.1328 | 0 | 0.388
| 147.6916 | 0.002 | 0.294
| 125.4489 | 0.02 | 0.256
| 138.7945 | 0.043 | 0.298
| 123.6695 | 0.054 | 0.225
| 116.5518 | 0.04 | 0.16
| 122.7797 | 0.016 | 0.133
| 178.8314 | 0 | 0.118
| 537.3838 | 0 | 0.112
| 1018.716 | 0 | 0.101
| 322.0744 | 0 | 0.094
| 222.4271 | 0 | 0.078
| 269.5816 | 0 | 0.064
| 500.9058 | 0 | 0.058
| 2776.7798 | 0 | 0.061
| 361.2216 | 0 | 0.076
| 164.596 | 0 | 0.095
| 154.8092 | 0 | 0.125
| 120.1106 | 0 | 0.178
| 158.3681 | 0 | 0.179
| 146.8019 | 0 | 0.156
| 157.4784 | 0 | 0.132
| 649.4871 | 0 | 0.096
| 266.9125 | 0 | 0.068
| 134.346 | 0 | 0.046
| 144.1328 | 0.018 | 0.026
| 158.3681 | 0.065 | 0.017
| 133.4563 | 0.114 | 0.011
| 144.1328 | 0.135 | 0.011
| 151.2504 | 0.107 | 0.017
| 130.7871 | 0.048 | 0.02
| 160.1475 | 0.002 | 0.018
| 247.3389 | 0 | 0.014
| 290.9346 | 0 | 0.009
| 715.3255 | 0 | 0.005
| 418.1629 | 0 | 0.002
| 242.0007 | 0 | 0.001
| 188.6182 | 0 | 0
| 220.6477 | 0 | 0
| 192.177 | 0 | 0
| 169.0446 | 0 | 0.002
| 122.7797 | 0 | 0.008
| 145.0225 | 0 | 0.027
| 161.9269 | 0 | 0.068
| 120.1106 | 0 | 0.125
| 173.4931 | 0 | 0.182
| 438.6262 | 0 | 0.207
| 197.5153 | 0 | 0.199
| 161.9269 | 0 | 0.17
| 153.9195 | 0.013 | 0.128
| 149.471 | 0.055 | 0.087
| 158.3681 | 0.101 | 0.05
| 157.4784 | 0.127 | 0.025
| 144.1328 | 0.115 | 0.011
| 150.3607 | 0.065 | 0.003
| 171.7137 | 0.006 | 0.001
| 268.6919 | 0 | 0.001
| 447.5233 | 0 | 0.001
| 705.5387 | 0 | 0.005
| 272.2507 | 0 | 0.018
| 225.0962 | 0 | 0.034
| 231.3242 | 0 | 0.042
| 177.9417 | 0 | 0.038
| 206.4123 | 0 | 0.019
| 136.1254 | 0 | 0.004
| 97.8679 | 0 | 0.001
| 88.9708 | 0 | 0
| 69.3973 | 0 | 0
| 81.8532 | 0 | 0
| 99.6473 | 0 | 0.001
| 487.5602 | 0 | 0.003
| 357.6628 | 0 | 0.009
| 143.243 | 0 | 0.033
| 156.5887 | 0.044 | 0.079
| 159.2578 | 0.137 | 0.144
| 140.5739 | 0.218 | 0.217
| 145.0225 | 0.254 | 0.257
| 150.3607 | 0.21 | 0.272
| 121.0003 | 0.112 | 0.311
| 195.7358 | 0.01 | 0.375
| 326.523 | 0 | 0.434
| 256.236 | 0 | 0.476
| 182.3902 | 0 | 0.5
| 301.6111 | 0 | 0.517
| 338.9789 | 0 | 0.532
| 214.4197 | 0 | 0.552
| 189.5079 | 0 | 0.578
| 183.2799 | 0 | 0.604
| 169.0446 | 0 | 0.61
| 141.4636 | 0 | 0.591
| 145.9122 | 0 | 0.548
| 159.2578 | 0 | 0.481
| 133.4563 | 0 | 0.413
| 139.6842 | 0 | 0.358
| 139.6842 | 0 | 0.322
| 275.8096 | 0 | 0.283
| 240.2213 | 0 | 0.236
| 155.699 | 0.014 | 0.175
| 188.6182 | 0.04 | 0.101
| 617.4576 | 0.057 | 0.041
| 299.8317 | 0.057 | 0.01
| 643.2591 | 0.045 | 0.002
| 769.5977 | 0.022 | 0
| 2403.9919 | 0.001 | 0
| 1066.7603 | 0 | 0.002
| 125.4489 | 0 | 0.018
| 175.2725 | 0 | 0.066
| 213.53 | 0 | 0.133
| 210.8609 | 0 | 0.204
| 477.7734 | 0 | 0.265
| 304.2803 | 0 | 0.314
| 302.5008 | 0 | 0.383
| 326.523 | 0 | 0.358
| 242.8904 | 0 | 0.311
| 181.5005 | 0 | 0.282
| 156.5887 | 0 | 0.294
| 136.1254 | 0 | 0.332
| 145.0225 | 0 | 0.378
| 144.1328 | 0 | 0.397
| 137.0151 | 0 | 0.383
| 137.9048 | 0 | 0.362
| 361.2216 | 0.017 | 0.294
| 169.0446 | 0.056 | 0.237
| 575.6413 | 0.092 | 0.208
| 445.7439 | 0.104 | 0.181
| 164.596 | 0.1 | 0.161
| 149.471 | 0.058 | 0.16
| 158.3681 | 0.01 | 0.211
| 1581.0117 | 0 | 0.295
| 767.8183 | 0 | 0.351
| 529.3765 | 0 | 0.391
| 333.6406 | 0 | 0.407
| 329.1921 | 0 | 0.391
| 286.4861 | 0 | 0.362
| 303.3905 | 0 | 0.337
| 189.5079 | 0 | 0.345
| 177.9417 | 0 | 0.365
| 165.4858 | 0 | 0.398
| 157.4784 | 0 | 0.425
| 141.4636 | 0 | 0.442
| 137.9048 | 0 | 0.447
| 472.4351 | 0 | 0.444
| 170.824 | 0 | 0.438
| 107.6547 | 0 | 0.442
| 73.8458 | 0 | 0.449
| 100.537 | 0.038 | 0.432
| 124.5592 | 0.094 | 0.392
| 147.6916 | 0.135 | 0.371
| 188.6182 | 0.146 | 0.387
| 225.9859 | 0.142 | 0.459
| 185.0593 | 0.085 | 0.519
| 208.1918 | 0.015 | 0.59
| 294.4935 | 0 | 0.655
| 260.6846 | 0 | 0.682
| 245.5595 | 0 | 0.681
| 262.464 | 0 | 0.652
| 290.0449 | 0 | 0.615
| 314.067 | 0 | 0.583
| 252.6772 | 0 | 0.539
| 208.1918 | 0 | 0.504
| 191.2873 | 0 | 0.46
| 194.8461 | 0 | 0.434
| 155.699 | 0 | 0.422
| 135.2357 | 0 | 0.416
| 121.89 | 0 | 0.415
| 197.5153 | 0 | 0.415
| 287.3758 | 0 | 0.413
| 173.4931 | 0 | 0.401
| 116.5518 | 0 | 0.388
| 164.596 | 0.033 | 0.37
| 131.6768 | 0.091 | 0.364
| 129.0077 | 0.138 | 0.361
| 119.2209 | 0.146 | 0.383
| 197.5153 | 0.146 | 0.388
| 101.4268 | 0.094 | 0.367
| 127.2283 | 0.023 | 0.45
| 202.8535 | 0 | 0.54
| 969.7821 | 0 | 0.568
| 415.4938 | 0 | 0.571
| 287.3758 | 0 | 0.529
| 231.3242 | 0 | 0.485
| 216.1991 | 0 | 0.479
| 184.1696 | 0 | 0.503
| 147.6916 | 0 | 0.536
| 118.3312 | 0 | 0.547
| 136.1254 | 0 | 0.548
| 116.5518 | 0 | 0.592
| 137.9048 | 0 | 0.647
| 142.3533 | 0 | 0.661
| 115.6621 | 0 | 0.666
| 492.0087 | 0 | 0.664
| 115.6621 | 0 | 0.663
| 200.1844 | 0.002 | 0.663
| 209.9712 | 0.07 | 0.646
| 172.6034 | 0.139 | 0.652
| 190.3976 | 0.172 | 0.661
| 168.1549 | 0.147 | 0.707
| 176.1623 | 0.083 | 0.737
| 176.1623 | 0.032 | 0.759
| 165.4858 | 0.004 | 0.795
| 263.3537 | 0 | 0.818
| 1258.9373 | 0 | 0.885
| 539.1633 | 0 | 0.907
| 372.7878 | 0 | 0.923
| 299.8317 | 0 | 0.93
| 280.2581 | 0 | 0.948
| 239.3315 | 0 | 0.951
| 191.2873 | 0 | 0.956
| 152.1401 | 0 | 0.957
| 117.4415 | 0 | 0.953
| 87.1914 | 0 | 0.942
| 99.6473 | 0 | 0.93
| 114.7724 | 0 | 0.931
| 151.2504 | 0 | 0.93
| 294.4935 | 0 | 0.92
| 184.1696 | 0 | 0.901
| 130.7871 | 0 | 0.879
| 139.6842 | 0.018 | 0.857
| 128.118 | 0.044 | 0.845
| 144.1328 | 0.061 | 0.835
| 398.5894 | 0.064 | 0.802
| 153.0298 | 0.037 | 0.736
| 197.5153 | 0.014 | 0.69
| 293.6038 | 0.001 | 0.69
| 347.876 | 0 | 0.711
| 803.4066 | 0 | 0.689
| 433.288 | 0 | 0.642
| 435.0674 | 0 | 0.574
| 395.0305 | 0 | 0.476
| 663.7224 | 0 | 0.379
| 371.8981 | 0 | 0.346
| 282.0375 | 0 | 0.343
| 197.5153 | 0 | 0.336
| 177.9417 | 0 | 0.325
| 153.9195 | 0 | 0.311
| 168.1549 | 0 | 0.3
| 137.9048 | 0 | 0.286
| 171.7137 | 0 | 0.297
| 246.4492 | 0 | 0.325
| 144.1328 | 0 | 0.357
| 86.3017 | 0.004 | 0.37
| 495.5675 | 0.066 | 0.387
| 330.0818 | 0.156 | 0.362
| 145.9122 | 0.256 | 0.337
| 268.6919 | 0.329 | 0.379
| 488.4499 | 0.282 | 0.418
| 141.4636 | 0.182 | 0.479
| 220.6477 | 0.055 | 0.55
| 268.6919 | 0 | 0.621
| 290.9346 | 0 | 0.644
| 481.3322 | 0 | 0.606
| 582.7589 | 0 | 0.557
| 723.3329 | 0 | 0.513
| 1070.3191 | 0 | 0.476
| 1125.481 | 0 | 0.432
| 407.4864 | 0 | 0.414
| 293.6038 | 0 | 0.404
| 139.6842 | 0 | 0.388
| 193.9564 | 0 | 0.362
| 183.2799 | 0 | 0.323
| 172.6034 | 0 | 0.294
| 137.9048 | 0 | 0.285
| 146.8019 | 0 | 0.298
| 150.3607 | 0 | 0.316
| 174.3828 | 0.007 | 0.315
| 520.4794 | 0.07 | 0.286
| 820.3111 | 0.151 | 0.232
| 4815.9914 | 0.223 | 0.164
| 2583.7131 | 0.249 | 0.127
| 121.89 | 0.233 | 0.126
| 215.3094 | 0.151 | 0.146
| 702.8696 | 0.056 | 0.212
| 1484.9233 | 0 | 0.309
| 1906.6449 | 0 | 0.364
| 1782.9755 | 0 | 0.386
| 778.4948 | 0 | 0.381
| 1087.2236 | 0 | 0.362
| 1038.2897 | 0 | 0.347
| 874.5833 | 0 | 0.345
| 337.1995 | 0 | 0.348
| 331.8612 | 0 | 0.332
| 377.2363 | 0 | 0.299
| 173.4931 | 0 | 0.27
| 157.4784 | 0 | 0.243
| 186.8387 | 0 | 0.219
| 171.7137 | 0 | 0.199
| 161.9269 | 0 | 0.187
| 153.0298 | 0 | 0.19
| 183.2799 | 0.034 | 0.197
| 439.5159 | 0.211 | 0.195
| 168.1549 | 0.382 | 0.168
| 222.4271 | 0.484 | 0.118
| 363.8907 | 0.505 | 0.078
| 211.7506 | 0.444 | 0.069
| 171.7137 | 0.306 | 0.091
| 150.3607 | 0.119 | 0.139
| 186.8387 | 0.002 | 0.192
| 373.6775 | 0 | 0.223
| 325.6333 | 0 | 0.224
| 261.5743 | 0 | 0.203
| 333.6406 | 0 | 0.179
| 356.773 | 0 | 0.158
| 369.229 | 0 | 0.135
| 260.6846 | 0 | 0.112
| 283.817 | 0 | 0.093
| 252.6772 | 0 | 0.078
| 195.7358 | 0 | 0.069
| 193.0667 | 0 | 0.062
| 177.9417 | 0 | 0.057
| 229.5447 | 0 | 0.05
| 548.0603 | 0 | 0.045
| 256.236 | 0 | 0.04
| 157.4784 | 0.045 | 0.035
| 162.8166 | 0.211 | 0.03
| 187.7285 | 0.394 | 0.024
| 364.7804 | 0.504 | 0.017
| 296.2729 | 0.524 | 0.006
| 209.9712 | 0.464 | 0.002
| 217.0888 | 0.327 | 0.002
| 225.0962 | 0.13 | 0.007
| 189.5079 | 0.006 | 0.018
| 830.9876 | 0 | 0.032
| 553.3986 | 0 | 0.044
| 629.0238 | 0 | 0.046
| 537.3838 | 0 | 0.035
| 443.9645 | 0 | 0.02
| 459.9792 | 0 | 0.009
| 336.3097 | 0 | 0.005
| 207.302 | 0 | 0.006
| 107.6547 | 0 | 0.012
| 116.5518 | 0 | 0.022
| 109.4341 | 0 | 0.032
| 197.5153 | 0 | 0.036
| 144.1328 | 0 | 0.035
| 129.0077 | 0 | 0.029
| 134.346 | 0 | 0.022
| 121.89 | 0.054 | 0.017
| 435.9571 | 0.201 | 0.014
| 143.243 | 0.354 | 0.011
| 205.5226 | 0.437 | 0.006
| 1416.4157 | 0.444 | 0.002
| 266.9125 | 0.406 | 0
| 193.9564 | 0.296 | 0
| 170.824 | 0.132 | 0
| 262.464 | 0.009 | 0
| 368.3393 | 0 | 0.001
| 328.3024 | 0 | 0.002
| 332.7509 | 0 | 0.003
| 523.1485 | 0 | 0.004
| 452.8616 | 0 | 0.003
| 443.9645 | 0 | 0.004
| 438.6262 | 0 | 0.004
| 309.6185 | 0 | 0.005
| 169.0446 | 0 | 0.006
| 156.5887 | 0 | 0.009
| 138.7945 | 0 | 0.018
| 145.0225 | 0 | 0.032
| 149.471 | 0 | 0.047
| 132.5665 | 0 | 0.065
| 86.3017 | 0 | 0.08
| 74.7355 | 0.054 | 0.097
| 98.7576 | 0.17 | 0.118
| 227.7653 | 0.308 | 0.137
| 290.9346 | 0.405 | 0.146
| 4106.0038 | 0.443 | 0.119
| 1154.8414 | 0.414 | 0.096
| 183.2799 | 0.325 | 0.091
| 399.479 | 0.147 | 0.087
| 274.9199 | 0.007 | 0.084
| 977.7895 | 0 | 0.084
| 329.1921 | 0 | 0.1
| 618.3473 | 0 | 0.125
| 1491.1512 | 0 | 0.158
| 895.9363 | 0 | 0.213
| 515.1411 | 0 | 0.229
| 311.3979 | 0 | 0.184
| 163.7063 | 0 | 0.114
| 204.6329 | 0 | 0.056
| 238.4418 | 0 | 0.013
| 229.5447 | 0 | 0.001
| 205.5226 | 0 | 0
| 186.8387 | 0 | 0
| 218.8683 | 0 | 0
| 230.4345 | 0 | 0
| 471.5454 | 0.068 | 0.002
| 1264.2756 | 0.238 | 0.005
| 1394.173 | 0.383 | 0.005
| 1027.6131 | 0.459 | 0.003
| 1343.4596 | 0.473 | 0.002
| 1394.173 | 0.419 | 0.003
| 1041.8485 | 0.307 | 0.015
| 1792.7624 | 0.14 | 0.061
| 2160.2118 | 0.01 | 0.137
| 1613.0412 | 0 | 0.22
| 2328.3668 | 0 | 0.264
| 925.2966 | 0 | 0.277
| 912.8408 | 0 | 0.277
| 932.4143 | 0 | 0.264
| 849.6715 | 0 | 0.243
| 923.5173 | 0 | 0.205
| 871.9142 | 0 | 0.153
| 624.5753 | 0 | 0.106
| 324.7436 | 0 | 0.082
| 209.0815 | 0 | 0.073
| 187.7285 | 0 | 0.07
| 164.596 | 0 | 0.07
| 173.4931 | 0 | 0.071
| 173.4931 | 0 | 0.071
| 177.9417 | 0.075 | 0.073
| 904.8334 | 0.252 | 0.076
| 666.3916 | 0.401 | 0.073
| 185.949 | 0.49 | 0.068
| 182.3902 | 0.506 | 0.066
| 161.9269 | 0.454 | 0.069
| 127.2283 | 0.335 | 0.085
| 190.3976 | 0.167 | 0.111
| 195.7358 | 0.018 | 0.135
| 286.4861 | 0 | 0.149
| 435.9571 | 0 | 0.137
| 458.1998 | 0 | 0.112
| 397.6996 | 0 | 0.096
| 272.2507 | 0 | 0.101
| 253.5669 | 0 | 0.12
| 244.6698 | 0 | 0.136
| 262.464 | 0 | 0.118
| 320.295 | 0 | 0.101
| 385.2437 | 0 | 0.118
| 322.0744 | 0 | 0.15
| 263.3537 | 0 | 0.169
| 168.1549 | 0 | 0.166
| 169.0446 | 0 | 0.185
| 147.6916 | 0 | 0.291
| 163.7063 | 0.076 | 0.494
| 160.1475 | 0.248 | 0.661
| 403.0379 | 0.396 | 0.656
| 145.0225 | 0.476 | 0.586
| 438.6262 | 0.494 | 0.556
| 360.3319 | 0.447 | 0.615
| 306.0597 | 0.349 | 0.654
| 288.2655 | 0.174 | 0.714
| 371.0084 | 0.021 | 0.781
| 380.7952 | 0 | 0.812
| 298.0523 | 0 | 0.797
| 422.6115 | 0 | 0.73
| 424.3909 | 0 | 0.621
| 431.5086 | 0 | 0.541
| 449.3027 | 0 | 0.508
| 358.5525 | 0 | 0.433
| 375.4569 | 0 | 0.309
| 283.817 | 0 | 0.212
| 225.0962 | 0 | 0.174
| 202.8535 | 0 | 0.105
| 178.8314 | 0 | 0.047
| 166.3755 | 0 | 0.02
| 145.0225 | 0 | 0.014
| 72.0664 | 0 | 0.016
| 103.2062 | 0.087 | 0.023
| 123.6695 | 0.264 | 0.036
| 187.7285 | 0.382 | 0.052
| 455.5307 | 0.409 | 0.056
| 511.5823 | 0.495 | 0.045
| 475.994 | 0.465 | 0.048
| 717.9946 | 0.346 | 0.075
| 2471.6099 | 0.176 | 0.127
| 372.7878 | 0.024 | 0.204
| 168.1549 | 0 | 0.286
| 176.1623 | 0 | 0.359
| 143.243 | 0 | 0.428
| 148.5813 | 0 | 0.498
| 230.4345 | 0 | 0.557
| 257.1257 | 0 | 0.598
| 234.883 | 0 | 0.618
| 259.7948 | 0 | 0.595
| 245.5595 | 0 | 0.532
| 251.7875 | 0 | 0.464
| 135.2357 | 0 | 0.413
| 88.0811 | 0 | 0.374
| 81.8532 | 0 | 0.358
| 116.5518 | 0 | 0.369
| 129.8974 | 0 | 0.392
| 157.4784 | 0.044 | 0.39
| 138.7945 | 0.144 | 0.341
| 233.9933 | 0.24 | 0.286
| 139.6842 | 0.309 | 0.291
| 384.354 | 0.33 | 0.362
| 124.5592 | 0.426 | 0.367
| 773.1566 | 0.336 | 0.417
| 319.4053 | 0.186 | 0.552
| 575.6413 | 0.032 | 0.686
| 904.8334 | 0 | 0.78
| 213.53 | 0 | 0.812
| 263.3537 | 0 | 0.789
| 3316.8326 | 0 | 0.746
| 2105.9397 | 0 | 0.697
| 330.9715 | 0 | 0.646
| 306.0597 | 0 | 0.604
| 235.7727 | 0 | 0.574
| 229.5447 | 0 | 0.552
| 213.53 | 0 | 0.547
| 176.1623 | 0 | 0.557
| 144.1328 | 0 | 0.568
| 167.2652 | 0 | 0.571
| 252.6772 | 0 | 0.55
| 161.0372 | 0 | 0.527
| 152.1401 | 0.098 | 0.491
| 181.5005 | 0.265 | 0.413
| 161.0372 | 0.409 | 0.305
| 183.2799 | 0.503 | 0.209
| 363.8907 | 0.537 | 0.152
| 202.8535 | 0.481 | 0.122
| 157.4784 | 0.354 | 0.119
| 318.5156 | 0.19 | 0.147
| 320.295 | 0.035 | 0.209
| 382.5746 | 0 | 0.279
| 378.1261 | 0 | 0.35
| 298.0523 | 0 | 0.376
| 290.9346 | 0 | 0.328
| 322.9641 | 0 | 0.238
| 333.6406 | 0 | 0.149
| 306.9494 | 0 | 0.092
| 265.1331 | 0 | 0.058
| 199.2947 | 0 | 0.043
| 88.9708 | 0 | 0.03
| 115.6621 | 0 | 0.016
| 142.3533 | 0 | 0.007
| 177.052 | 0 | 0.003
| 354.1039 | 0 | 0.002
| 183.2799 | 0 | 0.003
| 142.3533 | 0.084 | 0.008
| 406.5967 | 0.277 | 0.016
| 146.8019 | 0.446 | 0.026
| 1706.4606 | 0.509 | 0.036
| 263.3537 | 0.514 | 0.037
| 1902.1965 | 0.483 | 0.04
| 244.6698 | 0.381 | 0.055
| 183.2799 | 0.197 | 0.074
| 185.949 | 0.035 | 0.085
| 218.8683 | 0 | 0.086
| 254.4566 | 0 | 0.08
| 276.6993 | 0 | 0.082
| 354.9936 | 0 | 0.095
| 362.1113 | 0 | 0.112
| 418.1629 | 0 | 0.131
| 401.2585 | 0 | 0.149
| 345.2068 | 0 | 0.167
| 297.1626 | 0 | 0.182
| 163.7063 | 0 | 0.195
| 90.7502 | 0 | 0.209
| 106.765 | 0 | 0.216
| 167.2652 | 0 | 0.204
| 629.9135 | 0 | 0.197
| 337.1995 | 0.002 | 0.186
| 104.0959 | 0.081 | 0.159
| 95.1988 | 0.183 | 0.12
| 141.4636 | 0.272 | 0.076
| 272.2507 | 0.368 | 0.033
| 223.3168 | 0.417 | 0.008
| 145.0225 | 0.383 | 0.001
| 217.9785 | 0.268 | 0
| 268.6919 | 0.121 | 0
| 655.715 | 0.025 | 0.002
| 360.3319 | 0 | 0.014
| 281.1479 | 0 | 0.055
| 317.6259 | 0 | 0.124
| 559.6266 | 0 | 0.192
| 563.1854 | 0 | 0.253
| 473.3248 | 0 | 0.317
| 474.2145 | 0 | 0.348
| 464.4278 | 0 | 0.358
| 491.119 | 0 | 0.364
| 441.2953 | 0 | 0.323
| 152.1401 | 0 | 0.289
| 88.0811 | 0 | 0.286
| 77.4046 | 0 | 0.297
| 141.4636 | 0 | 0.333
| 158.3681 | 0 | 0.373
| 171.7137 | 0.033 | 0.395
| 153.9195 | 0.088 | 0.363
| 223.3168 | 0.146 | 0.279
| 339.8686 | 0.195 | 0.253
| 308.7288 | 0.218 | 0.249
| 1742.0489 | 0.237 | 0.259
| 1637.953 | 0.203 | 0.28
| 267.8022 | 0.127 | 0.33
| 782.0536 | 0.031 | 0.439
| 597.884 | 0 | 0.577
| 257.1257 | 0 | 0.66
| 217.0888 | 0 | 0.66
| 211.7506 | 0 | 0.617
| 201.0741 | 0 | 0.587
| 200.1844 | 0 | 0.527
| 209.9712 | 0 | 0.51
| 185.0593 | 0 | 0.511
| 425.2806 | 0 | 0.527
| 269.5816 | 0 | 0.51
| 221.5374 | 0 | 0.481
| 70.287 | 0 | 0.469
| 83.6326 | 0 | 0.464
| 117.4415 | 0 | 0.469
| 156.5887 | 0 | 0.47
| 156.5887 | 0.031 | 0.436
| 172.6034 | 0.085 | 0.417
| 355.8833 | 0.147 | 0.463
| 824.7596 | 0.21 | 0.501
| 1532.9675 | 0.216 | 0.505
| 324.7436 | 0.192 | 0.503
| 164.596 | 0.141 | 0.521
| 201.0741 | 0.076 | 0.532
| 3719.8708 | 0.021 | 0.526
| 2944.9346 | 0 | 0.519
| 719.7741 | 0 | 0.54
| 337.1995 | 0 | 0.475
| 349.6554 | 0 | 0.394
| 387.9128 | 0 | 0.364
| 364.7804 | 0 | 0.379
| 363.8907 | 0 | 0.362
| 279.3684 | 0 | 0.364
| 244.6698 | 0 | 0.398
| 219.758 | 0 | 0.415
| 167.2652 | 0 | 0.422
| 162.8166 | 0 | 0.441
| 177.052 | 0 | 0.459
| 160.1475 | 0 | 0.442
| 151.2504 | 0.002 | 0.386
| 164.596 | 0.057 | 0.374
| 161.0372 | 0.155 | 0.41
| 169.0446 | 0.244 | 0.444
| 458.1998 | 0.314 | 0.444
| 391.4717 | 0.32 | 0.428
| 221.5374 | 0.286 | 0.416
| 129.8974 | 0.219 | 0.413
| 169.0446 | 0.128 | 0.398
| 188.6182 | 0.037 | 0.337
| 363.001 | 0 | 0.345
| 309.6185 | 0 | 0.384
| 260.6846 | 0 | 0.371
| 325.6333 | 0 | 0.332
| 558.7369 | 0 | 0.272
| 577.4207 | 0 | 0.225
| 411.0453 | 0 | 0.186
| 322.9641 | 0 | 0.156
| 176.1623 | 0 | 0.135
| 80.9635 | 0 | 0.112
| 448.413 | 0 | 0.094
| 284.7067 | 0 | 0.075
| 268.6919 | 0 | 0.057
| 242.0007 | 0 | 0.043
| 166.3755 | 0.025 | 0.03
| 171.7137 | 0.185 | 0.019
| 212.6403 | 0.381 | 0.008
| 237.5521 | 0.531 | 0.004
| 145.9122 | 0.616 | 0.001
| 133.4563 | 0.63 | 0.001
| 157.4784 | 0.583 | 0.002
| 707.3181 | 0.467 | 0.003
| 583.6487 | 0.299 | 0.006
| 169.0446 | 0.102 | 0.012
| 166.3755 | 0.001 | 0.017
| 231.3242 | 0 | 0.017
| 210.8609 | 0 | 0.016
| 226.8756 | 0 | 0.017
| 297.1626 | 0 | 0.02
| 264.2434 | 0 | 0.022
| 218.8683 | 0 | 0.022
| 95.1988 | 0 | 0.025
| 89.8605 | 0 | 0.032
| 86.3017 | 0 | 0.039
| 158.3681 | 0 | 0.043
| 150.3607 | 0 | 0.048
| 360.3319 | 0 | 0.055
| 441.2953 | 0 | 0.061
| 164.596 | 0.03 | 0.068
| 174.3828 | 0.183 | 0.066
| 187.7285 | 0.37 | 0.06
| 148.5813 | 0.515 | 0.046
| 157.4784 | 0.598 | 0.018
| 141.4636 | 0.614 | 0.011
| 170.824 | 0.577 | 0.017
| 1017.8264 | 0.466 | 0.028
| 1455.5629 | 0.293 | 0.048
| 253.5669 | 0.103 | 0.084
| 326.523 | 0.002 | 0.112
| 372.7878 | 0 | 0.117
| 299.8317 | 0 | 0.104
| 318.5156 | 0 | 0.099
| 252.6772 | 0 | 0.117
| 211.7506 | 0 | 0.155
| 242.8904 | 0 | 0.203
| 115.6621 | 0 | 0.236
| 86.3017 | 0 | 0.261
| 84.5223 | 0 | 0.281
| 96.9782 | 0 | 0.289
| 120.1106 | 0 | 0.285
| 268.6919 | 0 | 0.267
| 436.8468 | 0 | 0.233
| 217.0888 | 0.03 | 0.201
| 166.3755 | 0.184 | 0.179
| 137.9048 | 0.387 | 0.159
| 190.3976 | 0.524 | 0.166
| 147.6916 | 0.608 | 0.201
| 181.5005 | 0.633 | 0.242
| 205.5226 | 0.581 | 0.279
| 900.3848 | 0.456 | 0.325
| 1765.1813 | 0.281 | 0.341
| 185.949 | 0.095 | 0.398
| 282.0375 | 0.003 | 0.479
| 346.0965 | 0 | 0.528
| 284.7067 | 0 | 0.581
| 273.1405 | 0 | 0.594
| 266.0228 | 0 | 0.586
| 212.6403 | 0 | 0.569
| 225.0962 | 0 | 0.51
| 94.3091 | 0 | 0.48
| 89.8605 | 0 | 0.443
| 88.9708 | 0 | 0.441
| 80.0738 | 0 | 0.444
| 92.5297 | 0 | 0.448
| 176.1623 | 0 | 0.449
| 624.5753 | 0 | 0.444
| 192.177 | 0.044 | 0.433
| 166.3755 | 0.194 | 0.401
| 185.0593 | 0.398 | 0.338
| 161.9269 | 0.561 | 0.254
| 668.171 | 0.659 | 0.245
| 204.6329 | 0.682 | 0.294
| 207.302 | 0.627 | 0.356
| 242.8904 | 0.492 | 0.358
| 1879.064 | 0.295 | 0.31
| 253.5669 | 0.104 | 0.306
| 470.6557 | 0.006 | 0.379
| 348.7657 | 0 | 0.443
| 352.3245 | 0 | 0.444
| 508.0234 | 0 | 0.404
| 287.3758 | 0 | 0.349
| 121.0003 | 0 | 0.311
| 145.9122 | 0 | 0.265
| 158.3681 | 0 | 0.23
| 161.0372 | 0 | 0.208
| 137.0151 | 0 | 0.2
| 80.9635 | 0 | 0.201
| 73.8458 | 0 | 0.201
| 108.5444 | 0 | 0.191
| 445.7439 | 0 | 0.18
| 171.7137 | 0.041 | 0.195
| 157.4784 | 0.221 | 0.202
| 506.2441 | 0.428 | 0.167
| 140.5739 | 0.583 | 0.081
| 185.949 | 0.672 | 0.053
| 195.7358 | 0.681 | 0.067
| 165.4858 | 0.604 | 0.091
| 148.5813 | 0.48 | 0.114
| 163.7063 | 0.271 | 0.121
| 869.2451 | 0.083 | 0.152
| 284.7067 | 0.003 | 0.229
| 564.0751 | 0 | 0.306
| 213.53 | 0 | 0.337
| 175.2725 | 0 | 0.333
| 143.243 | 0 | 0.353
| 162.8166 | 0 | 0.384
| 132.5665 | 0 | 0.404
| 151.2504 | 0 | 0.444
| 112.1033 | 0 | 0.451
| 140.5739 | 0 | 0.41
| 132.5665 | 0 | 0.383
| 132.5665 | 0 | 0.388
| 153.9195 | 0 | 0.393
| 108.5444 | 0 | 0.355
| 140.5739 | 0.005 | 0.291
| 136.1254 | 0.043 | 0.227
| 443.9645 | 0.144 | 0.176
| 179.7211 | 0.311 | 0.152
| 158.3681 | 0.427 | 0.101
| 97.8679 | 0.452 | 0.042
| 82.7429 | 0.458 | 0.017
| 96.0885 | 0.377 | 0.01
| 138.7945 | 0.242 | 0.025
| 2071.2411 | 0.096 | 0.087
| 2303.4549 | 0.007 | 0.153
| 222.4271 | 0 | 0.202
| 217.0888 | 0 | 0.197
| 202.8535 | 0 | 0.138
| 219.758 | 0 | 0.068
| 198.405 | 0 | 0.032
| 272.2507 | 0 | 0.021
| 274.0302 | 0 | 0.013
| 111.2135 | 0 | 0.007
| 140.5739 | 0 | 0.004
| 138.7945 | 0 | 0.002
| 112.993 | 0 | 0.001
| 143.243 | 0 | 0.001
| 115.6621 | 0 | 0.001
| 134.346 | 0.016 | 0.002
| 128.118 | 0.074 | 0.002
| 351.4348 | 0.15 | 0.001
| 236.6624 | 0.243 | 0.001
| 426.1703 | 0.31 | 0.001
| 171.7137 | 0.327 | 0.006
| 1212.6725 | 0.318 | 0.025
| 197.5153 | 0.282 | 0.041
| 219.758 | 0.168 | 0.063
| 166.3755 | 0.053 | 0.089
| 218.8683 | 0.004 | 0.186
| 288.2655 | 0 | 0.345
| 888.8186 | 0 | 0.457
| 331.8612 | 0 | 0.526
| 292.714 | 0 | 0.615
| 196.6255 | 0 | 0.614
| 192.177 | 0 | 0.584
| 209.9712 | 0 | 0.558
| 182.3902 | 0 | 0.51
| 94.3091 | 0 | 0.439
| 88.9708 | 0 | 0.362
| 73.8458 | 0 | 0.274
| 97.8679 | 0 | 0.177
| 590.7663 | 0 | 0.098
| 186.8387 | 0.039 | 0.042
| 153.9195 | 0.159 | 0.022
| 195.7358 | 0.286 | 0.026
| 155.699 | 0.395 | 0.045
| 129.8974 | 0.496 | 0.059
| 130.7871 | 0.581 | 0.062
| 145.9122 | 0.568 | 0.072
| 868.3554 | 0.419 | 0.103
| 847.8921 | 0.246 | 0.188
| 578.3104 | 0.097 | 0.317
| 296.2729 | 0.01 | 0.429
| 201.9638 | 0 | 0.479
| 208.1918 | 0 | 0.459
| 165.4858 | 0 | 0.386
| 186.8387 | 0 | 0.296
| 212.6403 | 0 | 0.226
| 212.6403 | 0 | 0.178
| 137.9048 | 0 | 0.143
| 132.5665 | 0 | 0.12
| 143.243 | 0 | 0.111
| 129.8974 | 0 | 0.111
| 178.8314 | 0 | 0.118
| 263.3537 | 0 | 0.132
| 332.7509 | 0 | 0.164
| 143.243 | 0.052 | 0.208
| 129.8974 | 0.203 | 0.221
| 142.3533 | 0.368 | 0.172
| 298.942 | 0.5 | 0.099
| 282.0375 | 0.556 | 0.072
| 235.7727 | 0.56 | 0.089
| 184.1696 | 0.533 | 0.117
| 121.0003 | 0.443 | 0.154
| 1476.9158 | 0.3 | 0.214
| 414.6041 | 0.146 | 0.328
| 208.1918 | 0.019 | 0.469
| 170.824 | 0 | 0.59
| 199.2947 | 0 | 0.638
| 178.8314 | 0 | 0.633
| 189.5079 | 0 | 0.613
| 136.1254 | 0 | 0.579
| 94.3091 | 0 | 0.505
| 93.4194 | 0 | 0.398
| 126.3386 | 0 | 0.316
| 134.346 | 0 | 0.285
| 145.9122 | 0 | 0.278
| 108.5444 | 0 | 0.275
| 287.3758 | 0 | 0.274
| 352.3245 | 0 | 0.246
| 224.2065 | 0.033 | 0.183
| 155.699 | 0.13 | 0.111
| 123.6695 | 0.304 | 0.059
| 198.405 | 0.407 | 0.066
| 137.0151 | 0.467 | 0.18
| 245.5595 | 0.465 | 0.398
| 360.3319 | 0.393 | 0.61
| 785.6125 | 0.287 | 0.727
| 751.8036 | 0.192 | 0.738
| 179.7211 | 0.098 | 0.724
| 195.7358 | 0.015 | 0.75
| 188.6182 | 0 | 0.78
| 306.0597 | 0 | 0.792
| 224.2065 | 0 | 0.778
| 383.4643 | 0 | 0.785
| 336.3097 | 0 | 0.774
| 194.8461 | 0 | 0.76
| 85.412 | 0 | 0.715
| 67.6178 | 0 | 0.65
| 83.6326 | 0 | 0.54
| 95.1988 | 0 | 0.416
| 151.2504 | 0 | 0.303
| 128.118 | 0 | 0.144
| 298.0523 | 0 | 0.047
| 133.4563 | 0.062 | 0.014
| 137.9048 | 0.177 | 0.003
| 110.3238 | 0.274 | 0
| 132.5665 | 0.355 | 0
| 451.9719 | 0.393 | 0.001
| 211.7506 | 0.389 | 0.006
| 233.9933 | 0.4 | 0.009
| 1350.5773 | 0.348 | 0.013
| 1182.4224 | 0.257 | 0.019
| 362.1113 | 0.133 | 0.03
| 299.8317 | 0.026 | 0.048
| 250.8978 | 0 | 0.072
| 292.714 | 0 | 0.087
| 282.0375 | 0 | 0.084
| 258.9051 | 0 | 0.071
| 285.5964 | 0 | 0.061
| 169.9343 | 0 | 0.051
| 78.2943 | 0 | 0.036
| 87.1914 | 0 | 0.019
| 87.1914 | 0 | 0.007
| 147.6916 | 0 | 0.003
| 131.6768 | 0 | 0.002
| 139.6842 | 0 | 0.003
| 300.7214 | 0 | 0.005
| 136.1254 | 0.063 | 0.008
| 138.7945 | 0.197 | 0.011
| 421.7218 | 0.346 | 0.009
| 129.0077 | 0.475 | 0.003
| 291.8243 | 0.557 | 0.001
| 117.4415 | 0.582 | 0
| 151.2504 | 0.547 | 0
| 126.3386 | 0.453 | 0
| 188.6182 | 0.311 | 0
| 117.4415 | 0.157 | 0
| 298.0523 | 0.031 | 0
| 299.8317 | 0 | 0
| 250.008 | 0 | 0
| 248.2286 | 0 | 0
| 2466.2716 | 0 | 0
| 1583.6808 | 0 | 0
| 180.6108 | 0 | 0
| 146.8019 | 0 | 0.001
| 92.5297 | 0 | 0.002
| 110.3238 | 0 | 0.003
| 145.0225 | 0 | 0.004
| 126.3386 | 0 | 0.004
| 132.5665 | 0 | 0.003
| 136.1254 | 0 | 0.004
| 124.5592 | 0.046 | 0.008
| 381.6849 | 0.124 | 0.014
| 141.4636 | 0.221 | 0.01
| 163.7063 | 0.321 | 0.006
| 137.9048 | 0.414 | 0.007
| 148.5813 | 0.466 | 0.011
| 1990.2776 | 0.503 | 0.013
| 868.3554 | 0.424 | 0.011
| 363.8907 | 0.296 | 0.006
| 341.648 | 0.147 | 0.003
| 346.9862 | 0.028 | 0.001
| 215.3094 | 0 | 0.001
| 226.8756 | 0 | 0
| 256.236 | 0 | 0
| 209.9712 | 0 | 0
| 346.0965 | 0 | 0
| 322.9641 | 0 | 0.001
| 217.0888 | 0 | 0.001
| 242.0007 | 0 | 0.002
| 150.3607 | 0 | 0.002
| 127.2283 | 0 | 0.001
| 104.0959 | 0 | 0
| 152.1401 | 0 | 0.001
| 78.2943 | 0 | 0.002
| 81.8532 | 0.047 | 0.004
| 88.0811 | 0.143 | 0.008
| 137.9048 | 0.267 | 0.005
| 398.5894 | 0.382 | 0.004
| 160.1475 | 0.46 | 0.007
| 190.3976 | 0.488 | 0.02
| 105.8753 | 0.451 | 0.048
| 143.243 | 0.352 | 0.077
| 121.0003 | 0.227 | 0.108
| 744.6859 | 0.105 | 0.135
| 282.0375 | 0.024 | 0.173
| 307.8391 | 0 | 0.258
| 307.8391 | 0 | 0.336
| 263.3537 | 0 | 0.36
| 238.4418 | 0 | 0.313
| 201.9638 | 0 | 0.238
| 186.8387 | 0 | 0.163
| 222.4271 | 0 | 0.12
| 163.7063 | 0 | 0.097
| 142.3533 | 0 | 0.077
| 97.8679 | 0 | 0.06
| 83.6326 | 0 | 0.048
| 422.6115 | 0 | 0.039
| 155.699 | 0.002 | 0.024
| 129.8974 | 0.067 | 0.011
| 126.3386 | 0.181 | 0.007
| 143.243 | 0.317 | 0.002
| 169.0446 | 0.441 | 0.002
| 121.89 | 0.538 | 0.006
| 143.243 | 0.606 | 0.012
| 152.1401 | 0.558 | 0.015
| 2421.786 | 0.467 | 0.016
| 221.5374 | 0.346 | 0.017
| 147.6916 | 0.184 | 0.025
| 183.2799 | 0.047 | 0.048
| 361.2216 | 0 | 0.068
| 339.8686 | 0 | 0.075
| 290.0449 | 0 | 0.077
| 173.4931 | 0 | 0.08
| 216.1991 | 0 | 0.086
| 191.2873 | 0 | 0.094
| 161.9269 | 0 | 0.101
| 131.6768 | 0 | 0.104
| 121.0003 | 0 | 0.096
| 114.7724 | 0 | 0.086
| 132.5665 | 0 | 0.082
| 162.8166 | 0 | 0.086
| 411.0453 | 0.004 | 0.101
| 125.4489 | 0.102 | 0.114
| 121.89 | 0.284 | 0.113
| 257.1257 | 0.471 | 0.085
| 137.9048 | 0.629 | 0.053
| 2578.3748 | 0.722 | 0.029
| 1418.1951 | 0.738 | 0.018
| 127.2283 | 0.689 | 0.013
| 779.3845 | 0.582 | 0.015
| 1632.6148 | 0.429 | 0.02
| 201.9638 | 0.239 | 0.041
| 278.4787 | 0.065 | 0.078
| 485.7808 | 0 | 0.112
| 299.8317 | 0 | 0.138
| 296.2729 | 0 | 0.162
| 242.0007 | 0 | 0.182
| 224.2065 | 0 | 0.199
| 290.0449 | 0 | 0.211
| 264.2434 | 0 | 0.219
| 140.5739 | 0 | 0.217
| 91.64 | 0 | 0.208
| 79.184 | 0 | 0.203
| 98.7576 | 0 | 0.204
| 117.4415 | 0 | 0.21
| 125.4489 | 0.005 | 0.201
| 177.052 | 0.098 | 0.169
| 220.6477 | 0.277 | 0.144
| 137.0151 | 0.459 | 0.096
| 149.471 | 0.603 | 0.041
| 157.4784 | 0.689 | 0.02
| 139.6842 | 0.708 | 0.01
| 134.346 | 0.665 | 0.006
| 357.6628 | 0.566 | 0.003
| 584.5384 | 0.408 | 0.001
| 387.0231 | 0.23 | 0
| 254.4566 | 0.066 | 0.001
| 284.7067 | 0 | 0.004
| 272.2507 | 0 | 0.025
| 261.5743 | 0 | 0.065
| 284.7067 | 0 | 0.098
| 173.4931 | 0 | 0.106
| 197.5153 | 0 | 0.095
| 169.0446 | 0 | 0.068
| 148.5813 | 0 | 0.047
| 148.5813 | 0 | 0.037
| 119.2209 | 0 | 0.035
| 164.596 | 0 | 0.043
| 301.6111 | 0 | 0.058
| 291.8243 | 0.004 | 0.078
| 138.7945 | 0.051 | 0.084
| 136.1254 | 0.137 | 0.064
| 220.6477 | 0.27 | 0.041
| 155.699 | 0.38 | 0.027
| 185.0593 | 0.473 | 0.017
| 420.832 | 0.546 | 0.012
| 829.2082 | 0.532 | 0.008
| 927.9658 | 0.414 | 0.012
| 517.8103 | 0.255 | 0.013
| 196.6255 | 0.126 | 0.015
| 221.5374 | 0.037 | 0.028
| 217.9785 | 0 | 0.051
| 258.0154 | 0 | 0.078
| 258.9051 | 0 | 0.104
| 280.2581 | 0 | 0.131
| 285.5964 | 0 | 0.168
| 192.177 | 0 | 0.231
| 161.0372 | 0 | 0.315
| 122.7797 | 0 | 0.395
| 79.184 | 0 | 0.434
| 88.9708 | 0 | 0.438
| 84.5223 | 0 | 0.455
| 242.8904 | 0 | 0.479
| 357.6628 | 0.009 | 0.483
| 146.8019 | 0.115 | 0.449
| 125.4489 | 0.293 | 0.355
| 266.0228 | 0.501 | 0.194
| 845.2229 | 0.621 | 0.06
| 148.5813 | 0.69 | 0.01
| 225.9859 | 0.704 | 0.001
| 128.118 | 0.664 | 0
| 506.2441 | 0.571 | 0
| 1486.7026 | 0.434 | 0
| 193.9564 | 0.256 | 0
| 344.3171 | 0.084 | 0.002
| 415.4938 | 0.001 | 0.015
| 374.5672 | 0 | 0.036
| 426.1703 | 0 | 0.057
| 280.2581 | 0 | 0.075
| 209.0815 | 0 | 0.088
| 143.243 | 0 | 0.101
| 96.9782 | 0 | 0.116
| 115.6621 | 0 | 0.116
| 125.4489 | 0 | 0.105
| 112.1033 | 0 | 0.104
| 136.1254 | 0 | 0.105
| 137.0151 | 0 | 0.1
| 170.824 | 0.012 | 0.101
| 172.6034 | 0.12 | 0.094
| 135.2357 | 0.293 | 0.069
| 479.5528 | 0.471 | 0.05
| 413.7144 | 0.618 | 0.026
| 171.7137 | 0.705 | 0.019
| 343.4274 | 0.73 | 0.018
| 198.405 | 0.704 | 0.024
| 149.471 | 0.608 | 0.03
| 135.2357 | 0.462 | 0.035
| 147.6916 | 0.277 | 0.056
| 129.0077 | 0.095 | 0.11
| 250.008 | 0.002 | 0.155
| 260.6846 | 0 | 0.165
| 338.0892 | 0 | 0.154
| 261.5743 | 0 | 0.132
| 258.0154 | 0 | 0.112
| 231.3242 | 0 | 0.093
| 154.8092 | 0 | 0.071
| 89.8605 | 0 | 0.056
| 90.7502 | 0 | 0.054
| 77.4046 | 0 | 0.061
| 80.0738 | 0 | 0.074
| 100.537 | 0 | 0.087
| 142.3533 | 0.015 | 0.102
| 129.0077 | 0.124 | 0.111
| 119.2209 | 0.299 | 0.087
| 430.6188 | 0.499 | 0.058
| 266.9125 | 0.64 | 0.03
| 273.1405 | 0.711 | 0.021
| 206.4123 | 0.728 | 0.023
| 489.3396 | 0.688 | 0.031
| 730.4505 | 0.592 | 0.038
| 1537.4161 | 0.447 | 0.044
| 5293.7645 | 0.268 | 0.074
| 1117.4737 | 0.094 | 0.147
| 1998.285 | 0.002 | 0.192
| 592.5458 | 0 | 0.184
| 371.0084 | 0 | 0.159
| 451.9719 | 0 | 0.127
| 349.6554 | 0 | 0.094
| 402.1482 | 0 | 0.064
| 198.405 | 0 | 0.052
| 141.4636 | 0 | 0.045
| 201.9638 | 0 | 0.032
| 88.0811 | 0 | 0.025
| 92.5297 | 0 | 0.025
| 113.8827 | 0 | 0.031
| 200.1844 | 0.019 | 0.041
| 135.2357 | 0.144 | 0.056
| 116.5518 | 0.322 | 0.066
| 129.0077 | 0.493 | 0.054
| 205.5226 | 0.632 | 0.016
| 136.1254 | 0.71 | 0.006
| 128.118 | 0.729 | 0.007
| 295.3832 | 0.688 | 0.014
| 374.5672 | 0.593 | 0.021
| 292.714 | 0.447 | 0.028
| 123.6695 | 0.271 | 0.048
| 179.7211 | 0.099 | 0.095
| 330.9715 | 0.004 | 0.133
| 162.8166 | 0 | 0.141
| 274.9199 | 0 | 0.127
| 299.8317 | 0 | 0.097
| 274.9199 | 0 | 0.06
| 209.0815 | 0 | 0.028
| 185.0593 | 0 | 0.008
| 162.8166 | 0 | 0.001
| 141.4636 | 0 | 0
| 133.4563 | 0 | 0
| 142.3533 | 0 | 0
| 158.3681 | 0 | 0
| 398.5894 | 0.017 | 0.001
| 114.7724 | 0.105 | 0.004
| 122.7797 | 0.24 | 0.005
| 121.89 | 0.411 | 0.003
| 255.3463 | 0.584 | 0.001
| 255.3463 | 0.693 | 0.001
| 2930.6992 | 0.745 | 0.001
| 1887.0714 | 0.706 | 0.004
| 822.0905 | 0.611 | 0.011
| 204.6329 | 0.474 | 0.022
| 237.5521 | 0.294 | 0.036
| 211.7506 | 0.112 | 0.067
| 305.17 | 0.006 | 0.09
| 209.0815 | 0 | 0.101
| 314.067 | 0 | 0.109
| 191.2873 | 0 | 0.119
| 208.1918 | 0 | 0.133
| 258.0154 | 0 | 0.154
| 114.7724 | 0 | 0.167
| 77.4046 | 0 | 0.179
| 93.4194 | 0 | 0.2
| 72.9561 | 0 | 0.227
| 101.4268 | 0 | 0.254
| 118.3312 | 0 | 0.281
| 145.0225 | 0.03 | 0.337
| 124.5592 | 0.179 | 0.395
| 122.7797 | 0.37 | 0.357
| 178.8314 | 0.546 | 0.182
| 471.5454 | 0.677 | 0.103
| 218.8683 | 0.749 | 0.099
| 195.7358 | 0.761 | 0.18
| 115.6621 | 0.72 | 0.218
| 128.118 | 0.627 | 0.227
| 235.7727 | 0.482 | 0.214
| 218.8683 | 0.303 | 0.219
| 209.0815 | 0.12 | 0.315
| 379.9055 | 0.009 | 0.447
| 371.0084 | 0 | 0.546
| 331.8612 | 0 | 0.578
| 179.7211 | 0 | 0.547
| 177.052 | 0 | 0.472
| 209.0815 | 0 | 0.367
| 145.9122 | 0 | 0.239
| 80.0738 | 0 | 0.115
| 94.3091 | 0 | 0.035
| 73.8458 | 0 | 0.006
| 104.0959 | 0 | 0.002
| 134.346 | 0 | 0.003
| 151.2504 | 0.028 | 0.004
| 125.4489 | 0.15 | 0.005
| 114.7724 | 0.328 | 0.007
| 133.4563 | 0.489 | 0.007
| 352.3245 | 0.616 | 0.004
| 278.4787 | 0.715 | 0.004
| 284.7067 | 0.752 | 0.008
| 419.0526 | 0.704 | 0.012
| 436.8468 | 0.595 | 0.016
| 341.648 | 0.431 | 0.018
| 342.5377 | 0.254 | 0.02
| 317.6259 | 0.098 | 0.033
| 443.0748 | 0.01 | 0.055
| 407.4864 | 0 | 0.099
| 396.8099 | 0 | 0.14
| 649.4871 | 0 | 0.144
| 469.766 | 0 | 0.112
| 384.354 | 0 | 0.076
| 241.111 | 0 | 0.049
| 232.2139 | 0 | 0.035
| 177.052 | 0 | 0.03
| 82.7429 | 0 | 0.025
| 88.9708 | 0 | 0.017
| 93.4194 | 0 | 0.008
| 96.9782 | 0.029 | 0.002
| 121.89 | 0.136 | 0.001
| 123.6695 | 0.294 | 0
| 141.4636 | 0.444 | 0
| 528.4867 | 0.561 | 0
| 172.6034 | 0.648 | 0.001
| 259.7948 | 0.649 | 0.004
| 351.4348 | 0.62 | 0.009
| 402.1482 | 0.537 | 0.019
| 201.0741 | 0.406 | 0.034
| 190.3976 | 0.276 | 0.054
| 588.9869 | 0.11 | 0.1
| 413.7144 | 0.013 | 0.194
| 409.2658 | 0 | 0.323
| 959.1056 | 0 | 0.422
| 1069.4295 | 0 | 0.449
| 274.9199 | 0 | 0.407
| 185.0593 | 0 | 0.334
| 171.7137 | 0 | 0.246
| 91.64 | 0 | 0.177
| 77.4046 | 0 | 0.137
| 94.3091 | 0 | 0.115
| 123.6695 | 0 | 0.114
| 131.6768 | 0 | 0.128
| 138.7945 | 0.032 | 0.133
| 160.1475 | 0.138 | 0.088
| 151.2504 | 0.31 | 0.057
| 127.2283 | 0.49 | 0.069
| 386.1334 | 0.633 | 0.084
| 225.9859 | 0.715 | 0.098
| 176.1623 | 0.727 | 0.106
| 185.949 | 0.692 | 0.119
| 277.589 | 0.588 | 0.125
| 266.0228 | 0.449 | 0.135
| 219.758 | 0.276 | 0.139
| 238.4418 | 0.106 | 0.163
| 209.9712 | 0.013 | 0.251
| 237.5521 | 0 | 0.346
| 219.758 | 0 | 0.397
| 221.5374 | 0 | 0.395
| 222.4271 | 0 | 0.356
| 252.6772 | 0 | 0.285
| 299.8317 | 0 | 0.217
| 182.3902 | 0 | 0.206
| 80.0738 | 0 | 0.239
| 74.7355 | 0 | 0.274
| 71.1767 | 0 | 0.3
| 98.7576 | 0 | 0.32
| 107.6547 | 0.044 | 0.328
| 141.4636 | 0.19 | 0.305
| 117.4415 | 0.38 | 0.22
| 129.8974 | 0.551 | 0.192
| 363.001 | 0.682 | 0.209
| 143.243 | 0.743 | 0.209
| 169.0446 | 0.699 | 0.185
| 677.068 | 0.646 | 0.156
| 201.9638 | 0.544 | 0.133
| 171.7137 | 0.381 | 0.124
| 164.596 | 0.227 | 0.127
| 198.405 | 0.095 | 0.148
| 239.3315 | 0.015 | 0.25
| 292.714 | 0 | 0.363
| 1175.3047 | 0 | 0.376
| 345.2068 | 0 | 0.341
| 253.5669 | 0 | 0.28
| 221.5374 | 0 | 0.223
| 165.4858 | 0 | 0.175
| 131.6768 | 0 | 0.138
| 144.1328 | 0 | 0.105
| 115.6621 | 0 | 0.076
| 138.7945 | 0 | 0.053
| 193.9564 | 0 | 0.035
| 481.3322 | 0.029 | 0.022
| 122.7797 | 0.104 | 0.008
| 137.0151 | 0.213 | 0.001
| 137.0151 | 0.338 | 0.001
| 175.2725 | 0.437 | 0
| 228.655 | 0.49 | 0
| 231.3242 | 0.49 | 0.001
| 165.4858 | 0.462 | 0.002
| 136.1254 | 0.388 | 0.004
| 173.4931 | 0.309 | 0.006
| 180.6108 | 0.2 | 0.011
| 187.7285 | 0.091 | 0.019
| 229.5447 | 0.017 | 0.042
| 715.3255 | 0 | 0.084
| 278.4787 | 0 | 0.118
| 277.589 | 0 | 0.133
| 291.8243 | 0 | 0.138
| 275.8096 | 0 | 0.136
| 199.2947 | 0 | 0.127
| 159.2578 | 0 | 0.112
| 149.471 | 0 | 0.1
| 135.2357 | 0 | 0.093
| 115.6621 | 0 | 0.096
| 391.4717 | 0 | 0.108
| 209.0815 | 0.044 | 0.114
| 132.5665 | 0.164 | 0.098
| 136.1254 | 0.346 | 0.044
| 193.9564 | 0.526 | 0.034
| 235.7727 | 0.677 | 0.042
| 237.5521 | 0.773 | 0.046
| 120.1106 | 0.786 | 0.054
| 132.5665 | 0.733 | 0.06
| 134.346 | 0.63 | 0.071
| 2235.8371 | 0.451 | 0.088
| 800.7375 | 0.262 | 0.098
| 205.5226 | 0.11 | 0.133
| 259.7948 | 0.022 | 0.237
| 256.236 | 0 | 0.381
| 278.4787 | 0 | 0.514
| 280.2581 | 0 | 0.58
| 290.9346 | 0 | 0.576
| 295.3832 | 0 | 0.528
| 91.64 | 0 | 0.44
| 102.3165 | 0 | 0.361
| 81.8532 | 0 | 0.341
| 105.8753 | 0 | 0.317
| 113.8827 | 0 | 0.284
| 153.0298 | 0 | 0.254
| 512.472 | 0.032 | 0.22
| 212.6403 | 0.093 | 0.172
| 135.2357 | 0.172 | 0.119
| 153.0298 | 0.26 | 0.123
| 204.6329 | 0.328 | 0.147
| 179.7211 | 0.365 | 0.152
| 160.1475 | 0.356 | 0.156
| 427.06 | 0.332 | 0.151
| 653.9356 | 0.261 | 0.146
| 411.0453 | 0.168 | 0.153
| 162.8166 | 0.095 | 0.178
| 233.1036 | 0.045 | 0.205
| 259.7948 | 0.011 | 0.257
| 3361.3182 | 0 | 0.337
| 1064.0912 | 0 | 0.371
| 233.9933 | 0 | 0.36
| 186.8387 | 0 | 0.357
| 143.243 | 0 | 0.345
| 115.6621 | 0 | 0.305
| 152.1401 | 0 | 0.271
| 109.4341 | 0 | 0.256
| 123.6695 | 0 | 0.256
| 132.5665 | 0 | 0.257
| 139.6842 | 0 | 0.25
| 121.0003 | 0.025 | 0.224
| 127.2283 | 0.076 | 0.188
| 173.4931 | 0.145 | 0.186
| 161.0372 | 0.209 | 0.211
| 151.2504 | 0.254 | 0.223
| 120.1106 | 0.262 | 0.242
| 130.7871 | 0.243 | 0.255
| 121.89 | 0.207 | 0.255
| 369.229 | 0.164 | 0.251
| 472.4351 | 0.119 | 0.253
| 237.5521 | 0.074 | 0.278
| 138.7945 | 0.036 | 0.309
| 246.4492 | 0.008 | 0.326
| 295.3832 | 0 | 0.313
| 249.1183 | 0 | 0.301
| 285.5964 | 0 | 0.277
| 274.0302 | 0 | 0.253
| 251.7875 | 0 | 0.253
| 126.3386 | 0 | 0.267
| 83.6326 | 0 | 0.267
| 92.5297 | 0 | 0.256
| 71.1767 | 0 | 0.278
| 87.1914 | 0 | 0.332
| 143.243 | 0.002 | 0.358
| 484.8911 | 0.033 | 0.36
| 222.4271 | 0.079 | 0.376
| 153.9195 | 0.117 | 0.388
| 158.3681 | 0.148 | 0.471
| 261.5743 | 0.19 | 0.544
| 158.3681 | 0.252 | 0.612
| 329.1921 | 0.36 | 0.644
| 341.648 | 0.403 | 0.683
| 1540.0851 | 0.322 | 0.715
| 678.8475 | 0.213 | 0.74
| 150.3607 | 0.125 | 0.758
| 182.3902 | 0.061 | 0.732
| 245.5595 | 0.015 | 0.692
| 304.2803 | 0 | 0.615
| 303.3905 | 0 | 0.591
| 280.2581 | 0 | 0.586
| 290.0449 | 0 | 0.58
| 296.2729 | 0 | 0.553
| 206.4123 | 0 | 0.531
| 109.4341 | 0 | 0.499
| 83.6326 | 0 | 0.482
| 121.89 | 0 | 0.473
| 123.6695 | 0 | 0.466
| 123.6695 | 0 | 0.469
| 135.2357 | 0.015 | 0.433
| 112.993 | 0.055 | 0.418
| 211.7506 | 0.113 | 0.365
| 289.1552 | 0.181 | 0.32
| 129.0077 | 0.247 | 0.253
| 100.537 | 0.317 | 0.194
| 841.6641 | 0.369 | 0.144
| 80.9635 | 0.334 | 0.11
| 127.2283 | 0.259 | 0.09
| 113.8827 | 0.192 | 0.08
| 230.4345 | 0.122 | 0.08
| 532.0456 | 0.059 | 0.084
| 266.0228 | 0.017 | 0.105
| 280.2581 | 0 | 0.128
| 290.0449 | 0 | 0.148
| 204.6329 | 0 | 0.155
| 223.3168 | 0 | 0.17
| 209.0815 | 0 | 0.205
| 171.7137 | 0 | 0.256
| 178.8314 | 0 | 0.283
| 150.3607 | 0 | 0.236
| 145.0225 | 0 | 0.205
| 133.4563 | 0 | 0.191
| 118.3312 | 0.006 | 0.179
| 121.89 | 0.059 | 0.173
| 155.699 | 0.142 | 0.12
| 151.2504 | 0.216 | 0.112
| 338.9789 | 0.288 | 0.104
| 144.1328 | 0.364 | 0.096
| 210.8609 | 0.421 | 0.078
| 578.3104 | 0.48 | 0.058
| 395.9202 | 0.573 | 0.035
| 351.4348 | 0.59 | 0.019
| 132.5665 | 0.501 | 0.008
| 191.2873 | 0.318 | 0.003
| 148.5813 | 0.152 | 0.001
| 210.8609 | 0.039 | 0.003
| 1143.2752 | 0 | 0.008
| 356.773 | 0 | 0.008
| 365.6701 | 0 | 0.005
| 365.6701 | 0 | 0.002
| 390.582 | 0 | 0.001
| 294.4935 | 0 | 0
| 252.6772 | 0 | 0
| 199.2947 | 0 | 0.001
| 129.0077 | 0 | 0.004
| 137.0151 | 0 | 0.014
| 141.4636 | 0.008 | 0.036
| 141.4636 | 0.065 | 0.056
| 120.1106 | 0.158 | 0.042
| 146.8019 | 0.271 | 0.018
| 133.4563 | 0.386 | 0.02
| 396.8099 | 0.501 | 0.067
| 330.9715 | 0.504 | 0.126
| 148.5813 | 0.48 | 0.196
| 127.2283 | 0.47 | 0.251
| 81.8532 | 0.433 | 0.291
| 113.8827 | 0.349 | 0.309
| 185.949 | 0.226 | 0.309
| 225.0962 | 0.118 | 0.284
| 182.3902 | 0.037 | 0.26
| 194.8461 | 0.001 | 0.286
| 175.2725 | 0 | 0.32
| 181.5005 | 0 | 0.345
| 147.6916 | 0 | 0.377
| 191.2873 | 0 | 0.379
| 172.6034 | 0 | 0.347
| 123.6695 | 0 | 0.325
| 126.3386 | 0 | 0.306
| 123.6695 | 0 | 0.279
| 132.5665 | 0 | 0.241
| 175.2725 | 0.007 | 0.201
| 443.0748 | 0.054 | 0.158
| 158.3681 | 0.13 | 0.094
| 118.3312 | 0.242 | 0.057
| 120.1106 | 0.369 | 0.046
| 172.6034 | 0.485 | 0.021
| 151.2504 | 0.574 | 0.005
| 144.1328 | 0.541 | 0.001
| 1513.3939 | 0.494 | 0
| 1463.5702 | 0.493 | 0
| 1199.3269 | 0.366 | 0
| 104.0959 | 0.252 | 0
| 197.5153 | 0.138 | 0
| 212.6403 | 0.041 | 0
| 235.7727 | 0.001 | 0.013
| 247.3389 | 0 | 0.049
| 299.8317 | 0 | 0.078
| 195.7358 | 0 | 0.093
| 148.5813 | 0 | 0.112
| 153.0298 | 0 | 0.133
| 131.6768 | 0 | 0.143
| 145.0225 | 0 | 0.134
| 137.9048 | 0 | 0.109
| 129.8974 | 0 | 0.084
| 290.0449 | 0.013 | 0.066
| 290.9346 | 0.077 | 0.059
| 153.0298 | 0.174 | 0.048
| 121.89 | 0.299 | 0.031
| 139.6842 | 0.435 | 0.028
| 185.949 | 0.568 | 0.035
| 242.8904 | 0.718 | 0.065
| 360.3319 | 0.749 | 0.077
| 345.2068 | 0.769 | 0.092
| 458.1998 | 0.661 | 0.11
| 741.1271 | 0.502 | 0.111
| 378.1261 | 0.317 | 0.084
| 403.0379 | 0.152 | 0.068
| 435.9571 | 0.045 | 0.081
| 442.1851 | 0.003 | 0.1
| 344.3171 | 0 | 0.128
| 372.7878 | 0 | 0.145
| 399.479 | 0 | 0.157
| 365.6701 | 0 | 0.189
| 161.0372 | 0 | 0.213
| 80.9635 | 0 | 0.228
| 94.3091 | 0 | 0.234
| 106.765 | 0 | 0.233
| 99.6473 | 0 | 0.229
| 351.4348 | 0.01 | 0.22
| 374.5672 | 0.068 | 0.2
| 156.5887 | 0.198 | 0.162
| 126.3386 | 0.382 | 0.085
| 120.1106 | 0.573 | 0.021
| 199.2947 | 0.691 | 0.008
| 121.89 | 0.751 | 0.003
| 344.3171 | 0.761 | 0.002
| 336.3097 | 0.721 | 0.001
| 470.6557 | 0.636 | 0
| 1844.3654 | 0.493 | 0.001
| 724.2226 | 0.34 | 0.016
| 287.3758 | 0.177 | 0.067
| 314.9568 | 0.053 | 0.131
| 429.7291 | 0.004 | 0.192
| 413.7144 | 0 | 0.255
| 370.1187 | 0 | 0.296
| 309.6185 | 0 | 0.315
| 338.0892 | 0 | 0.323
| 183.2799 | 0 | 0.296
| 136.1254 | 0 | 0.233
| 130.7871 | 0 | 0.179
| 141.4636 | 0 | 0.142
| 123.6695 | 0 | 0.114
| 166.3755 | 0.003 | 0.094
| 467.9866 | 0.022 | 0.084
| 130.7871 | 0.052 | 0.076
| 135.2357 | 0.091 | 0.063
| 137.0151 | 0.136 | 0.052
| 296.2729 | 0.182 | 0.052
| 294.4935 | 0.229 | 0.066
| 322.9641 | 0.277 | 0.08
| 329.1921 | 0.346 | 0.089
| 278.4787 | 0.368 | 0.091
| 169.0446 | 0.336 | 0.093
| 821.2008 | 0.256 | 0.094
| 721.5535 | 0.155 | 0.088
| 451.0822 | 0.054 | 0.078
| 221.5374 | 0.006 | 0.084
| 201.9638 | 0 | 0.106
| 217.9785 | 0 | 0.125
| 223.3168 | 0 | 0.138
| 359.4422 | 0 | 0.14
| 384.354 | 0 | 0.127
| 363.001 | 0 | 0.105
| 214.4197 | 0 | 0.078
| 135.2357 | 0 | 0.055
| 121.89 | 0 | 0.04
| 120.1106 | 0.018 | 0.032
| 133.4563 | 0.084 | 0.031
| 131.6768 | 0.206 | 0.034
| 121.0003 | 0.357 | 0.029
| 412.8247 | 0.537 | 0.011
| 142.3533 | 0.66 | 0.002
| 141.4636 | 0.735 | 0
| 948.4291 | 0.756 | 0
| 700.2005 | 0.729 | 0.001
| 355.8833 | 0.652 | 0.008
| 316.7362 | 0.531 | 0.026
| 218.8683 | 0.373 | 0.06
| 390.582 | 0.197 | 0.097
| 372.7878 | 0.06 | 0.112
| 485.7808 | 0.008 | 0.119
| 459.0895 | 0 | 0.144
| 401.2585 | 0 | 0.175
| 406.5967 | 0 | 0.197
| 387.0231 | 0 | 0.199
| 407.4864 | 0 | 0.179
| 379.0158 | 0 | 0.149
| 265.1331 | 0 | 0.124
| 91.64 | 0 | 0.104
| 81.8532 | 0 | 0.093
| 101.4268 | 0.018 | 0.081
| 139.6842 | 0.081 | 0.05
| 123.6695 | 0.207 | 0.02
| 108.5444 | 0.366 | 0.004
| 484.8911 | 0.513 | 0.001
| 455.5307 | 0.632 | 0
| 322.9641 | 0.701 | 0
| 145.9122 | 0.723 | 0
| 106.765 | 0.699 | 0
| 343.4274 | 0.62 | 0
| 401.2585 | 0.493 | 0
| 288.2655 | 0.338 | 0.003
| 285.5964 | 0.176 | 0.035
| 1282.0697 | 0.06 | 0.107
| 3254.5531 | 0.009 | 0.187
| 530.2662 | 0 | 0.295
| 633.4724 | 0 | 0.394
| 413.7144 | 0 | 0.46
| 424.3909 | 0 | 0.494
| 415.4938 | 0 | 0.457
| 408.3761 | 0 | 0.425
| 127.2283 | 0 | 0.417
| 122.7797 | 0 | 0.398
| 122.7797 | 0 | 0.375
| 127.2283 | 0.02 | 0.328
| 124.5592 | 0.08 | 0.294
| 123.6695 | 0.182 | 0.295
| 121.0003 | 0.297 | 0.35
| 400.3687 | 0.391 | 0.382
| 139.6842 | 0.441 | 0.395
| 119.2209 | 0.442 | 0.393
| 154.8092 | 0.448 | 0.382
| 90.7502 | 0.419 | 0.369
| 325.6333 | 0.377 | 0.362
| 380.7952 | 0.312 | 0.365
| 377.2363 | 0.217 | 0.386
| 368.3393 | 0.128 | 0.416
| 393.2511 | 0.051 | 0.421
| 485.7808 | 0.009 | 0.439
| 385.2437 | 0 | 0.494
| 389.6922 | 0 | 0.501
| 396.8099 | 0 | 0.486
| 369.229 | 0 | 0.462
| 319.4053 | 0 | 0.429
| 121.89 | 0 | 0.407
| 124.5592 | 0 | 0.391
| 125.4489 | 0 | 0.375
| 127.2283 | 0 | 0.372
| 129.0077 | 0.021 | 0.357
| 137.9048 | 0.075 | 0.294
| 763.3697 | 0.161 | 0.206
| 160.1475 | 0.255 | 0.201
| 64.9487 | 0.341 | 0.228
| 64.9487 | 0.393 | 0.225
| 60.5002 | 0.418 | 0.207
| 64.9487 | 0.455 | 0.191
| 63.1693 | 0.455 | 0.176
| 73.8458 | 0.413 | 0.167
| 59.6105 | 0.327 | 0.169
| 85.412 | 0.219 | 0.183
| 80.0738 | 0.119 | 0.192
| 93.4194 | 0.051 | 0.235
| 106.765 | 0.01 | 0.318
| 85.412 | 0 | 0.391
| 102.3165 | 0 | 0.43
| 99.6473 | 0 | 0.413
| 103.2062 | 0 | 0.379
| 80.9635 | 0 | 0.344
| 104.0959 | 0 | 0.315
| 92.5297 | 0 | 0.294
| 114.7724 | 0 | 0.283
| 91.64 | 0 | 0.272
| 106.765 | 0.023 | 0.234
| 100.537 | 0.081 | 0.174
| 99.6473 | 0.176 | 0.108
| 99.6473 | 0.294 | 0.112
| 97.8679 | 0.407 | 0.118
| 101.4268 | 0.492 | 0.128
| 92.5297 | 0.533 | 0.138
| 108.5444 | 0.538 | 0.147
| 91.64 | 0.512 | 0.156
| 108.5444 | 0.454 | 0.167
| 73.8458 | 0.357 | 0.182
| 99.6473 | 0.253 | 0.204
| 79.184 | 0.151 | 0.232
| 91.64 | 0.063 | 0.241
| 95.1988 | 0.014 | 0.293
| 82.7429 | 0 | 0.389
| 114.7724 | 0 | 0.422
| 77.4046 | 0 | 0.418
| 104.0959 | 0 | 0.398
| 99.6473 | 0 | 0.381
| 83.6326 | 0 | 0.362
| 108.5444 | 0 | 0.344
| 101.4268 | 0 | 0.333
| 106.765 | 0 | 0.322
| 86.3017 | 0.026 | 0.299
| 96.9782 | 0.086 | 0.249
| 113.8827 | 0.176 | 0.227
| 93.4194 | 0.278 | 0.268
| 108.5444 | 0.384 | 0.294
| 92.5297 | 0.479 | 0.302
| 100.537 | 0.529 | 0.296
| 101.4268 | 0.523 | 0.275
| 94.3091 | 0.488 | 0.259
| 107.6547 | 0.438 | 0.251
| 72.0664 | 0.359 | 0.256
| 81.8532 | 0.253 | 0.271
| 97.8679 | 0.145 | 0.281
| 78.2943 | 0.065 | 0.294
| 97.8679 | 0.016 | 0.403
| 74.7355 | 0 | 0.513
| 107.6547 | 0 | 0.556
| 89.8605 | 0 | 0.547
| 93.4194 | 0 | 0.517
| 119.2209 | 0 | 0.467
| 80.9635 | 0 | 0.42
| 104.0959 | 0 | 0.427
| 103.2062 | 0 | 0.447
| 96.0885 | 0.001 | 0.442
| 100.537 | 0.034 | 0.404
| 79.184 | 0.118 | 0.317
| 114.7724 | 0.255 | 0.236
| 92.5297 | 0.413 | 0.25
| 97.8679 | 0.551 | 0.265
| 100.537 | 0.662 | 0.289
| 91.64 | 0.711 | 0.305
| 107.6547 | 0.753 | 0.33
| 86.3017 | 0.645 | 0.358
| 88.0811 | 0.579 | 0.401
| 81.8532 | 0.441 | 0.458
| 88.0811 | 0.287 | 0.519
| 86.3017 | 0.165 | 0.552
| 99.6473 | 0.069 | 0.498
| 255.3463 | 0.019 | 0.517
| 278.4787 | 0 | 0.599
| 261.5743 | 0 | 0.605
| 269.5816 | 0 | 0.61
| 318.5156 | 0 | 0.6
| 371.0084 | 0 | 0.58
| 188.6182 | 0 | 0.586
| 99.6473 | 0 | 0.58
| 101.4268 | 0 | 0.55
| 97.8679 | 0.002 | 0.513
| 123.6695 | 0.036 | 0.436
| 93.4194 | 0.12 | 0.332
| 96.0885 | 0.273 | 0.255
| 267.8022 | 0.441 | 0.305
| 303.3905 | 0.601 | 0.42
| 302.5008 | 0.723 | 0.432
| 424.3909 | 0.802 | 0.42
| 346.0965 | 0.827 | 0.416
| 281.1479 | 0.791 | 0.454
| 312.2876 | 0.714 | 0.484
| 271.3611 | 0.591 | 0.501
| 314.9568 | 0.426 | 0.51
| 292.714 | 0.243 | 0.468
| 679.7372 | 0.084 | 0.475
| 390.582 | 0.024 | 0.544
| 369.229 | 0 | 0.613
| 338.0892 | 0 | 0.645
| 179.7211 | 0 | 0.618
| 173.4931 | 0 | 0.571
| 118.3312 | 0 | 0.519
| 128.118 | 0 | 0.468
| 111.2135 | 0 | 0.43
| 127.2283 | 0 | 0.4
| 114.7724 | 0.003 | 0.39
| 119.2209 | 0.038 | 0.381
| 129.8974 | 0.13 | 0.328
| 136.1254 | 0.298 | 0.228
| 173.4931 | 0.484 | 0.223
| 129.0077 | 0.63 | 0.233
| 120.1106 | 0.737 | 0.227
| 121.0003 | 0.8 | 0.238
| 346.9862 | 0.801 | 0.25
| 297.1626 | 0.746 | 0.264
| 325.6333 | 0.666 | 0.294
| 569.4133 | 0.525 | 0.329
| 254.4566 | 0.375 | 0.368
| 226.8756 | 0.198 | 0.384
| 323.8538 | 0.081 | 0.382
| 378.1261 | 0.025 | 0.425
| 405.707 | 0 | 0.482
| 400.3687 | 0 | 0.523
| 365.6701 | 0 | 0.532
| 320.295 | 0 | 0.54
| 149.471 | 0 | 0.488
| 149.471 | 0 | 0.374
| 156.5887 | 0 | 0.279
| 160.1475 | 0 | 0.228
| 144.1328 | 0.003 | 0.194
| 165.4858 | 0.033 | 0.15
| 143.243 | 0.074 | 0.107
| 149.471 | 0.125 | 0.063
| 153.9195 | 0.207 | 0.034
| 159.2578 | 0.293 | 0.03
| 131.6768 | 0.37 | 0.039
| 166.3755 | 0.402 | 0.032
| 454.6409 | 0.41 | 0.034
| 158.3681 | 0.414 | 0.038
| 120.1106 | 0.414 | 0.049
| 161.0372 | 0.353 | 0.065
| 208.1918 | 0.26 | 0.088
| 201.9638 | 0.183 | 0.124
| 283.817 | 0.088 | 0.167
| 985.7969 | 0.028 | 0.191
| 419.9423 | 0 | 0.27
| 233.9933 | 0 | 0.412
| 224.2065 | 0 | 0.481
| 169.9343 | 0 | 0.437
| 112.1033 | 0 | 0.338
| 125.4489 | 0 | 0.313
| 133.4563 | 0 | 0.36
| 118.3312 | 0 | 0.328
| 160.1475 | 0.006 | 0.309
| 117.4415 | 0.042 | 0.294
| 169.9343 | 0.137 | 0.256
| 133.4563 | 0.293 | 0.176
| 79.184 | 0.46 | 0.111
| 72.9561 | 0.589 | 0.101
| 112.1033 | 0.716 | 0.112
| 98.7576 | 0.772 | 0.14
| 132.5665 | 0.786 | 0.201
| 90.7502 | 0.753 | 0.291
| 119.2209 | 0.677 | 0.383
| 574.7516 | 0.548 | 0.414
| 161.9269 | 0.397 | 0.432
| 179.7211 | 0.233 | 0.451
| 277.589 | 0.09 | 0.431
| 204.6329 | 0.03 | 0.349
| 179.7211 | 0 | 0.284
| 355.8833 | 0 | 0.277
| 365.6701 | 0 | 0.272
| 233.1036 | 0 | 0.222
| 142.3533 | 0 | 0.153
| 149.471 | 0 | 0.099
| 112.1033 | 0 | 0.061
| 128.118 | 0 | 0.037
| 108.5444 | 0.007 | 0.024
| 128.118 | 0.044 | 0.015
| 129.8974 | 0.136 | 0.007
| 120.1106 | 0.263 | 0.003
| 134.346 | 0.374 | 0.002
| 320.295 | 0.491 | 0.003
| 176.1623 | 0.594 | 0.007
| 97.8679 | 0.692 | 0.011
| 106.765 | 0.706 | 0.014
| 127.2283 | 0.713 | 0.021
| 121.89 | 0.663 | 0.027
| 122.7797 | 0.552 | 0.032
| 237.5521 | 0.406 | 0.041
| 308.7288 | 0.244 | 0.053
| 279.3684 | 0.099 | 0.066
| 305.17 | 0.034 | 0.084
| 305.17 | 0.001 | 0.119
| 306.0597 | 0 | 0.192
| 318.5156 | 0 | 0.237
| 243.7801 | 0 | 0.259
| 161.0372 | 0 | 0.275
| 144.1328 | 0 | 0.331
| 146.8019 | 0 | 0.386
| 142.3533 | 0 | 0.386
| 141.4636 | 0.007 | 0.417
| 192.177 | 0.042 | 0.48
| 193.9564 | 0.104 | 0.466
| 163.7063 | 0.187 | 0.461
| 136.1254 | 0.239 | 0.56
| 144.1328 | 0.285 | 0.644
| 169.0446 | 0.317 | 0.678
| 287.3758 | 0.355 | 0.695
| 318.5156 | 0.361 | 0.714
| 221.5374 | 0.384 | 0.727
| 122.7797 | 0.351 | 0.739
| 149.471 | 0.302 | 0.746
| 128.118 | 0.234 | 0.746
| 273.1405 | 0.154 | 0.74
| 340.7583 | 0.079 | 0.727
| 403.0379 | 0.028 | 0.712
| 342.5377 | 0.001 | 0.674
| 389.6922 | 0 | 0.625
| 307.8391 | 0 | 0.586
| 244.6698 | 0 | 0.561
| 158.3681 | 0 | 0.518
| 132.5665 | 0 | 0.459
| 128.118 | 0 | 0.426
| 104.9856 | 0 | 0.414
| 112.993 | 0.011 | 0.401
| 115.6621 | 0.052 | 0.384
| 112.1033 | 0.149 | 0.405
| 133.4563 | 0.298 | 0.422
| 201.0741 | 0.455 | 0.425
| 81.8532 | 0.598 | 0.431
| 64.9487 | 0.682 | 0.447
| 73.8458 | 0.698 | 0.447
| 70.287 | 0.634 | 0.442
| 70.287 | 0.566 | 0.426
| 87.1914 | 0.482 | 0.391
| 82.7429 | 0.395 | 0.341
| 250.008 | 0.308 | 0.295
| 265.1331 | 0.197 | 0.264
| 563.1854 | 0.095 | 0.227
| 460.8689 | 0.036 | 0.212
| 282.0375 | 0.003 | 0.257
| 296.2729 | 0 | 0.311
| 327.4127 | 0 | 0.321
| 260.6846 | 0 | 0.296
| 104.9856 | 0 | 0.278
| 120.1106 | 0 | 0.235
| 88.9708 | 0 | 0.167
| 121.0003 | 0 | 0.094
| 97.8679 | 0.011 | 0.037
| 92.5297 | 0.047 | 0.011
| 102.3165 | 0.117 | 0.006
| 114.7724 | 0.216 | 0.003
| 136.1254 | 0.336 | 0.004
| 2684.25 | 0.449 | 0.027
| 145.0225 | 0.626 | 0.045
| 81.8532 | 0.69 | 0.045
| 105.8753 | 0.706 | 0.06
| 105.8753 | 0.742 | 0.072
| 96.9782 | 0.699 | 0.075
| 98.7576 | 0.584 | 0.11
| 132.5665 | 0.432 | 0.182
| 220.6477 | 0.261 | 0.229
| 203.7432 | 0.105 | 0.22
| 213.53 | 0.039 | 0.2
| 209.0815 | 0.004 | 0.205
| 223.3168 | 0 | 0.251
| 180.6108 | 0 | 0.344
| 205.5226 | 0 | 0.407
| 198.405 | 0 | 0.388
| 112.1033 | 0 | 0.457
| 116.5518 | 0 | 0.561
| 121.89 | 0 | 0.655
| 118.3312 | 0.012 | 0.705
| 108.5444 | 0.048 | 0.71
| 128.118 | 0.127 | 0.594
| 111.2135 | 0.263 | 0.511
| 381.6849 | 0.472 | 0.413
| 136.1254 | 0.554 | 0.328
| 270.4713 | 0.545 | 0.255
| 1199.3269 | 0.616 | 0.256
| 137.9048 | 0.679 | 0.299
| 121.0003 | 0.708 | 0.337
| 107.6547 | 0.637 | 0.32
| 145.9122 | 0.522 | 0.294
| 111.2135 | 0.357 | 0.261
| 467.0969 | 0.217 | 0.223
| 478.6631 | 0.104 | 0.206
| 475.1042 | 0.042 | 0.201
| 538.2736 | 0.005 | 0.216
| 532.0456 | 0 | 0.242
| 409.2658 | 0 | 0.252
| 209.0815 | 0 | 0.252
| 104.0959 | 0 | 0.256
| 92.5297 | 0 | 0.27
| 72.9561 | 0 | 0.279
| 81.8532 | 0 | 0.283
| 80.9635 | 0.011 | 0.285
| 295.3832 | 0.052 | 0.274
| 274.0302 | 0.13 | 0.208
| 143.243 | 0.223 | 0.112
| 137.0151 | 0.304 | 0.054
| 140.5739 | 0.396 | 0.047
| 204.6329 | 0.419 | 0.059
| 132.5665 | 0.41 | 0.067
| 130.7871 | 0.409 | 0.065
| 117.4415 | 0.444 | 0.062
| 1077.4368 | 0.459 | 0.059
| 962.6644 | 0.419 | 0.047
| 462.6483 | 0.313 | 0.027
| 146.8019 | 0.199 | 0.012
| 217.9785 | 0.094 | 0.005
| 347.876 | 0.036 | 0.001
| 208.1918 | 0.005 | 0
| 173.4931 | 0 | 0
| 198.405 | 0 | 0
| 165.4858 | 0 | 0
| 132.5665 | 0 | 0
| 137.0151 | 0 | 0.001
| 139.6842 | 0 | 0.001
| 106.765 | 0 | 0.002
| 131.6768 | 0.017 | 0.001
| 281.1479 | 0.056 | 0
| 312.2876 | 0.143 | 0
| 160.1475 | 0.262 | 0
| 151.2504 | 0.396 | 0
| 151.2504 | 0.532 | 0
| 138.7945 | 0.641 | 0.002
| 137.9048 | 0.699 | 0.005
| 87.1914 | 0.71 | 0.017
| 251.7875 | 0.679 | 0.037
| 314.067 | 0.609 | 0.058
| 463.5381 | 0.506 | 0.082
| 223.3168 | 0.374 | 0.115
| 128.118 | 0.233 | 0.184
| 1085.4442 | 0.108 | 0.289
| 302.5008 | 0.044 | 0.364
| 311.3979 | 0.008 | 0.41
| 279.3684 | 0 | 0.415
| 209.9712 | 0 | 0.4
| 153.9195 | 0 | 0.368
| 71.1767 | 0 | 0.332
| 80.0738 | 0 | 0.278
| 82.7429 | 0 | 0.223
| 82.7429 | 0 | 0.201
| 113.8827 | 0.013 | 0.172
| 137.0151 | 0.049 | 0.133
| 441.2953 | 0.126 | 0.1
| 134.346 | 0.26 | 0.088
| 128.118 | 0.399 | 0.087
| 121.89 | 0.526 | 0.119
| 151.2504 | 0.605 | 0.14
| 161.0372 | 0.648 | 0.155
| 81.8532 | 0.668 | 0.172
| 118.3312 | 0.633 | 0.193
| 120.1106 | 0.558 | 0.212
| 112.1033 | 0.44 | 0.225
| 172.6034 | 0.322 | 0.217
| 161.0372 | 0.207 | 0.247
| 121.89 | 0.106 | 0.354
| 612.1194 | 0.044 | 0.477
| 383.4643 | 0.008 | 0.566
| 330.9715 | 0 | 0.594
| 248.2286 | 0 | 0.56
| 169.9343 | 0 | 0.481
| 117.4415 | 0 | 0.382
| 112.993 | 0 | 0.294
| 131.6768 | 0 | 0.231
| 119.2209 | 0 | 0.176
| 118.3312 | 0.011 | 0.109
| 266.0228 | 0.04 | 0.054
| 275.8096 | 0.09 | 0.032
| 96.0885 | 0.15 | 0.024
| 80.0738 | 0.225 | 0.025
| 144.1328 | 0.309 | 0.046
| 130.7871 | 0.375 | 0.096
| 150.3607 | 0.438 | 0.193
| 99.6473 | 0.467 | 0.312
| 1733.1518 | 0.474 | 0.43
| 120.1106 | 0.499 | 0.52
| 790.061 | 0.442 | 0.528
| 912.8408 | 0.36 | 0.473
| 1348.7979 | 0.239 | 0.328
| 264.2434 | 0.119 | 0.171
| 699.3108 | 0.051 | 0.083
| 996.4734 | 0.011 | 0.022
| 429.7291 | 0 | 0.002
| 191.2873 | 0 | 0
| 122.7797 | 0 | 0
| 135.2357 | 0 | 0.001
| 131.6768 | 0 | 0.001
| 129.8974 | 0 | 0.002
| 121.0003 | 0 | 0.003
| 128.118 | 0.005 | 0.003
| 347.876 | 0.023 | 0.003
| 161.0372 | 0.052 | 0.009
| 121.89 | 0.085 | 0.025
| 132.5665 | 0.141 | 0.047
| 181.5005 | 0.218 | 0.05
| 156.5887 | 0.269 | 0.044
| 210.8609 | 0.279 | 0.036
| 209.9712 | 0.287 | 0.025
| 1040.9587 | 0.314 | 0.016
| 209.0815 | 0.289 | 0.011
| 150.3607 | 0.238 | 0.007
| 121.89 | 0.176 | 0.005
| 121.0003 | 0.105 | 0.006
| 673.5092 | 0.056 | 0.011
| 394.1408 | 0.029 | 0.016
| 513.3617 | 0.004 | 0.012
| 371.0084 | 0 | 0.005
| 413.7144 | 0 | 0.001
| 440.4056 | 0 | 0
| 359.4422 | 0 | 0
| 254.4566 | 0 | 0.005
| 131.6768 | 0 | 0.011
| 120.1106 | 0 | 0.014
| 131.6768 | 0.016 | 0.009
| 147.6916 | 0.047 | 0.002
| 121.89 | 0.105 | 0
| 363.001 | 0.186 | 0
| 119.2209 | 0.326 | 0
| 746.4653 | 0.389 | 0.001
| 552.5089 | 0.512 | 0.005
| 266.0228 | 0.582 | 0.023
| 89.8605 | 0.669 | 0.054
| 64.9487 | 0.502 | 0.095
| 72.9561 | 0.379 | 0.15
| 72.9561 | 0.368 | 0.199
| 225.9859 | 0.316 | 0.225
| 177.9417 | 0.216 | 0.229
| 326.523 | 0.114 | 0.206
| 441.2953 | 0.05 | 0.286
| 165.4858 | 0.012 | 0.376
| 459.0895 | 0 | 0.394
| 419.0526 | 0 | 0.28
| 346.0965 | 0 | 0.132
| 225.0962 | 0 | 0.022
| 104.9856 | 0 | 0.002
| 80.0738 | 0 | 0.02
| 88.9708 | 0 | 0.125
| 94.3091 | 0.001 | 0.294
| 112.1033 | 0.008 | 0.328
| 124.5592 | 0.025 | 0.225
| 120.1106 | 0.056 | 0.148
| 126.3386 | 0.098 | 0.089
| 418.1629 | 0.162 | 0.054
| 153.0298 | 0.265 | 0.034
| 161.9269 | 0.37 | 0.025
| 98.7576 | 0.398 | 0.01
| 75.6252 | 0.447 | 0.002
| 204.6329 | 0.347 | 0
| 104.9856 | 0.219 | 0
| 790.061 | 0.189 | 0.002
| 367.4495 | 0.131 | 0.013
| 905.7231 | 0.075 | 0.032
| 246.4492 | 0.035 | 0.06
| 195.7358 | 0.007 | 0.086
| 297.1626 | 0 | 0.084
| 199.2947 | 0 | 0.053
| 125.4489 | 0 | 0.021
| 88.0811 | 0 | 0.008
| 91.64 | 0 | 0.006
| 71.1767 | 0 | 0.017
| 77.4046 | 0 | 0.025
| 193.0667 | 0.015 | 0.025
| 548.95 | 0.037 | 0.023
| 157.4784 | 0.069 | 0.026
| 119.2209 | 0.091 | 0.019
| 130.7871 | 0.109 | 0.015
| 168.1549 | 0.182 | 0.009
| 204.6329 | 0.221 | 0.006
| 117.4415 | 0.253 | 0.004
| 727.7814 | 0.257 | 0.004
| 1260.7168 | 0.231 | 0.004
| 322.0744 | 0.184 | 0.007
| 168.1549 | 0.152 | 0.012
| 192.177 | 0.122 | 0.017
| 187.7285 | 0.093 | 0.022
| 230.4345 | 0.064 | 0.022
| 405.707 | 0.033 | 0.021
| 317.6259 | 0.01 | 0.025
| 302.5008 | 0 | 0.033
| 305.17 | 0 | 0.041
| 73.8458 | 0 | 0.041
| 85.412 | 0 | 0.045
| 66.7281 | 0 | 0.046
| 110.3238 | 0 | 0.027
| 115.6621 | 0.001 | 0.024
| 113.8827 | 0.02 | 0.022
| 516.9205 | 0.058 | 0.014
| 129.8974 | 0.121 | 0.004
| 183.2799 | 0.242 | 0
| 121.0003 | 0.338 | 0
| 177.9417 | 0.341 | 0
| 140.5739 | 0.412 | 0
| 1572.1146 | 0.389 | 0.001
| 3394.2374 | 0.406 | 0.004
| 129.8974 | 0.373 | 0.006
| 1930.6672 | 0.342 | 0.007
| 583.6487 | 0.362 | 0.007
| 297.1626 | 0.26 | 0.007
| 297.1626 | 0.176 | 0.006
| 412.8247 | 0.111 | 0.007
| 234.883 | 0.059 | 0.02
| 193.9564 | 0.022 | 0.064
| 155.699 | 0 | 0.097
| 116.5518 | 0 | 0.099
| 116.5518 | 0 | 0.077
| 144.1328 | 0 | 0.058
| 118.3312 | 0 | 0.054
| 135.2357 | 0 | 0.051
| 138.7945 | 0.004 | 0.052
| 515.1411 | 0.032 | 0.049
| 312.2876 | 0.073 | 0.028
| 118.3312 | 0.169 | 0.011
| 143.243 | 0.294 | 0.006
| 135.2357 | 0.394 | 0.019
| 128.118 | 0.451 | 0.062
| 247.3389 | 0.491 | 0.133
| 125.4489 | 0.506 | 0.214
| 164.596 | 0.495 | 0.272
| 157.4784 | 0.469 | 0.285
| 231.3242 | 0.458 | 0.27
| 225.9859 | 0.467 | 0.241
| 183.2799 | 0.418 | 0.195
| 129.0077 | 0.28 | 0.151
| 335.42 | 0.13 | 0.102
| 351.4348 | 0.051 | 0.052
| 300.7214 | 0.023 | 0.025
| 254.4566 | 0 | 0.01
| 217.9785 | 0 | 0.005
| 141.4636 | 0 | 0.004
| 123.6695 | 0 | 0.005
| 142.3533 | 0 | 0.005
| 122.7797 | 0 | 0.005
| 129.8974 | 0.006 | 0.004
| 153.0298 | 0.033 | 0.003
| 108.5444 | 0.061 | 0.003
| 376.3466 | 0.193 | 0.002
| 190.3976 | 0.349 | 0.002
| 163.7063 | 0.497 | 0.005
| 219.758 | 0.61 | 0.008
| 406.5967 | 0.679 | 0.013
| 424.3909 | 0.721 | 0.021
| 177.052 | 0.71 | 0.033
| 155.699 | 0.671 | 0.051
| 266.9125 | 0.62 | 0.065
| 280.2581 | 0.535 | 0.063
| 286.4861 | 0.415 | 0.054
| 352.3245 | 0.27 | 0.039
| 397.6996 | 0.131 | 0.024
| 370.1187 | 0.057 | 0.012
| 330.9715 | 0.024 | 0.004
| 180.6108 | 0.001 | 0
| 226.8756 | 0 | 0
| 252.6772 | 0 | 0
| 193.0667 | 0 | 0.003
| 110.3238 | 0 | 0.031
| 137.0151 | 0 | 0.089
| 113.8827 | 0.005 | 0.155
| 130.7871 | 0.03 | 0.209
| 129.0077 | 0.07 | 0.223
| 332.7509 | 0.157 | 0.145
| 191.2873 | 0.289 | 0.078
| 233.1036 | 0.433 | 0.132
| 280.2581 | 0.546 | 0.243
| 213.53 | 0.601 | 0.322
| 165.4858 | 0.612 | 0.403
| 236.6624 | 0.612 | 0.457
| 337.1995 | 0.599 | 0.476
| 122.7797 | 0.575 | 0.471
| 128.118 | 0.523 | 0.434
| 145.0225 | 0.405 | 0.367
| 304.2803 | 0.269 | 0.283
| 279.3684 | 0.139 | 0.168
| 486.6705 | 0.065 | 0.116
| 1195.768 | 0.024 | 0.124
| 407.4864 | 0.001 | 0.147
| 277.589 | 0 | 0.198
| 456.4204 | 0 | 0.283
| 205.5226 | 0 | 0.413
| 95.1988 | 0 | 0.545
| 98.7576 | 0 | 0.642
| 74.7355 | 0.008 | 0.692
| 93.4194 | 0.033 | 0.695
| 96.0885 | 0.06 | 0.659
| 117.4415 | 0.109 | 0.656
| 117.4415 | 0.161 | 0.701
| 444.8542 | 0.22 | 0.728
| 172.6034 | 0.248 | 0.73
| 178.8314 | 0.226 | 0.772
| 294.4935 | 0.175 | 0.762
| 180.6108 | 0.183 | 0.801
| 245.5595 | 0.211 | 0.885
| 389.6922 | 0.316 | 0.933
| 124.5592 | 0.389 | 0.922
| 120.1106 | 0.232 | 0.89
| 194.8461 | 0.15 | 0.822
| 508.9132 | 0.085 | 0.674
| 360.3319 | 0.053 | 0.42
| 919.9585 | 0.019 | 0.16
| 395.9202 | 0.001 | 0.069
| 266.0228 | 0 | 0.074
| 398.5894 | 0 | 0.135
| 383.4643 | 0 | 0.191
| 383.4643 | 0 | 0.211
| 207.302 | 0 | 0.193
| 82.7429 | 0.009 | 0.145
| 88.0811 | 0.041 | 0.077
| 77.4046 | 0.073 | 0.019
| 105.8753 | 0.206 | 0.003
| 121.89 | 0.362 | 0.001
| 410.1555 | 0.512 | 0.051
| 240.2213 | 0.64 | 0.205
| 281.1479 | 0.728 | 0.411
| 206.4123 | 0.773 | 0.581
| 145.9122 | 0.769 | 0.659
| 463.5381 | 0.748 | 0.657
| 80.9635 | 0.684 | 0.615
| 112.1033 | 0.548 | 0.552
| 94.3091 | 0.367 | 0.449
| 79.184 | 0.212 | 0.333
| 64.9487 | 0.133 | 0.2
| 79.184 | 0.068 | 0.09
| 452.8616 | 0.031 | 0.058
| 406.5967 | 0.003 | 0.055
| 549.8397 | 0 | 0.072
| 306.0597 | 0 | 0.096
| 153.0298 | 0 | 0.123
| 125.4489 | 0 | 0.161
| 102.3165 | 0 | 0.186
| 68.5075 | 0.011 | 0.205
| 94.3091 | 0.033 | 0.238
| 371.0084 | 0.038 | 0.249
| 183.2799 | 0.049 | 0.221
| 147.6916 | 0.078 | 0.177
| 133.4563 | 0.154 | 0.113
| 216.1991 | 0.327 | 0.224
| 129.0077 | 0.489 | 0.481
| 197.5153 | 0.567 | 0.613
| 127.2283 | 0.57 | 0.669
| 321.1847 | 0.441 | 0.667
| 1270.5035 | 0.375 | 0.622
| 1400.4009 | 0.305 | 0.562
| 146.8019 | 0.237 | 0.504
| 591.6561 | 0.174 | 0.428
| 322.0744 | 0.103 | 0.32
| 216.1991 | 0.041 | 0.366
| 409.2658 | 0.009 | 0.393
| 403.9276 | 0 | 0.343
| 342.5377 | 0 | 0.274
| 94.3091 | 0 | 0.245
| 96.0885 | 0 | 0.259
| 80.0738 | 0 | 0.311
| 67.6178 | 0 | 0.365
| 85.412 | 0.006 | 0.386
| 156.5887 | 0.029 | 0.364
| 475.994 | 0.067 | 0.304
| 161.0372 | 0.132 | 0.192
| 151.2504 | 0.211 | 0.125
| 119.2209 | 0.289 | 0.179
| 178.8314 | 0.361 | 0.156
| 138.7945 | 0.425 | 0.117
| 1225.1284 | 0.484 | 0.086
| 1506.2762 | 0.42 | 0.068
| 4088.2097 | 0.376 | 0.06
| 1311.4301 | 0.339 | 0.055
| 425.2806 | 0.267 | 0.054
| 360.3319 | 0.203 | 0.054
| 163.7063 | 0.156 | 0.054
| 321.1847 | 0.116 | 0.053
| 326.523 | 0.063 | 0.069
| 326.523 | 0.027 | 0.122
| 443.0748 | 0.003 | 0.202
| 367.4495 | 0 | 0.294
| 244.6698 | 0 | 0.364
| 74.7355 | 0 | 0.345
| 84.5223 | 0 | 0.262
| 92.5297 | 0 | 0.174
| 66.7281 | 0.006 | 0.11
| 106.765 | 0.03 | 0.063
| 448.413 | 0.073 | 0.032
| 156.5887 | 0.147 | 0.021
| 148.5813 | 0.208 | 0.026
| 122.7797 | 0.254 | 0.046
| 260.6846 | 0.282 | 0.093
| 209.0815 | 0.298 | 0.188
| 230.4345 | 0.339 | 0.265
| 1581.9014 | 0.364 | 0.291
| 78.2943 | 0.321 | 0.274
| 1885.2919 | 0.251 | 0.251
| 1803.4388 | 0.201 | 0.235
| 292.714 | 0.127 | 0.223
| 247.3389 | 0.079 | 0.207
| 214.4197 | 0.046 | 0.23
| 366.5598 | 0.019 | 0.261
| 362.1113 | 0.003 | 0.282
| 218.8683 | 0 | 0.28
| 224.2065 | 0 | 0.3
| 306.0597 | 0 | 0.355
| 306.0597 | 0 | 0.39
| 140.5739 | 0 | 0.295
| 121.0003 | 0 | 0.198
| 130.7871 | 0.003 | 0.167
| 133.4563 | 0.024 | 0.199
| 175.2725 | 0.062 | 0.231
| 263.3537 | 0.117 | 0.256
| 200.1844 | 0.173 | 0.291
| 73.8458 | 0.24 | 0.341
| 79.184 | 0.246 | 0.402
| 64.059 | 0.371 | 0.422
| 161.9269 | 0.512 | 0.416
| 104.9856 | 0.425 | 0.413
| 70.287 | 0.427 | 0.42
| 72.0664 | 0.342 | 0.438
| 738.4579 | 0.294 | 0.454
| 139.6842 | 0.242 | 0.476
| 153.0298 | 0.174 | 0.505
| 239.3315 | 0.125 | 0.519
| 221.5374 | 0.07 | 0.508
| 313.1773 | 0.03 | 0.476
| 412.8247 | 0.006 | 0.441
| 406.5967 | 0 | 0.391
| 267.8022 | 0 | 0.343
| 130.7871 | 0 | 0.341
| 137.0151 | 0 | 0.355
| 127.2283 | 0 | 0.382
| 109.4341 | 0.017 | 0.388
| 80.9635 | 0.052 | 0.454
| 68.5075 | 0.098 | 0.519
| 79.184 | 0.197 | 0.556
| 63.1693 | 0.217 | 0.557
| 387.9128 | 0.274 | 0.539
| 1692.2252 | 0.305 | 0.51
| 1234.0254 | 0.326 | 0.487
| 286.4861 | 0.378 | 0.476
| 915.5099 | 0.39 | 0.468
| 211.7506 | 0.41 | 0.455
| 127.2283 | 0.383 | 0.441
| 76.5149 | 0.34 | 0.422
| 68.5075 | 0.27 | 0.403
| 241.111 | 0.186 | 0.395
| 137.9048 | 0.125 | 0.401
| 122.7797 | 0.067 | 0.414
| 235.7727 | 0.028 | 0.413
| 315.8465 | 0.005 | 0.39
| 334.5303 | 0 | 0.355
| 253.5669 | 0 | 0.305
| 82.7429 | 0 | 0.234
| 72.9561 | 0 | 0.16
| 84.5223 | 0 | 0.106
| 66.7281 | 0.012 | 0.071
| 75.6252 | 0.043 | 0.046
| 82.7429 | 0.085 | 0.026
| 64.9487 | 0.126 | 0.012
| 68.5075 | 0.164 | 0.006
| 72.9561 | 0.207 | 0.003
| 459.9792 | 0.259 | 0.002
| 130.7871 | 0.367 | 0.001
| 274.9199 | 0.471 | 0
| 198.405 | 0.491 | 0
| 264.2434 | 0.481 | 0
| 141.4636 | 0.421 | 0
| 227.7653 | 0.353 | 0.001
| 290.9346 | 0.255 | 0.005
| 597.884 | 0.193 | 0.015
| 305.17 | 0.127 | 0.027
| 650.3768 | 0.075 | 0.043
| 353.2142 | 0.035 | 0.077
| 374.5672 | 0.007 | 0.125
| 371.0084 | 0 | 0.171
| 194.8461 | 0 | 0.201
| 95.1988 | 0 | 0.205
| 69.3973 | 0 | 0.202
| 87.1914 | 0 | 0.214
| 72.9561 | 0.012 | 0.212
| 80.0738 | 0.037 | 0.213
| 81.8532 | 0.071 | 0.237
| 66.7281 | 0.119 | 0.253
| 92.5297 | 0.2 | 0.27
| 554.2883 | 0.299 | 0.294
| 274.9199 | 0.397 | 0.325
| 269.5816 | 0.51 | 0.349
| 629.0238 | 0.573 | 0.354
| 112.1033 | 0.6 | 0.331
| 304.2803 | 0.603 | 0.308
| 82.7429 | 0.54 | 0.295
| 1145.0546 | 0.414 | 0.294
| 2693.1471 | 0.308 | 0.297
| 366.5598 | 0.215 | 0.295
| 234.883 | 0.129 | 0.294
| 165.4858 | 0.079 | 0.294
| 204.6329 | 0.041 | 0.283
| 593.4355 | 0.012 | 0.332
| 2420.8964 | 0 | 0.401
| 201.9638 | 0 | 0.398
| 109.4341 | 0 | 0.329
| 96.0885 | 0 | 0.257
| 112.1033 | 0 | 0.203
| 126.3386 | 0.016 | 0.144
| 87.1914 | 0.046 | 0.122
| 85.412 | 0.084 | 0.093
| 80.9635 | 0.128 | 0.083
| 67.6178 | 0.172 | 0.088
| 80.9635 | 0.221 | 0.087
| 78.2943 | 0.265 | 0.083
| 460.8689 | 0.325 | 0.079
| 156.5887 | 0.385 | 0.076
| 421.7218 | 0.403 | 0.079
| 118.3312 | 0.431 | 0.078
| 99.6473 | 0.387 | 0.071
| 76.5149 | 0.328 | 0.066
| 97.8679 | 0.286 | 0.054
| 87.1914 | 0.196 | 0.05
| 95.1988 | 0.128 | 0.046
| 205.5226 | 0.073 | 0.045
| 373.6775 | 0.036 | 0.063
| 334.5303 | 0.008 | 0.107
| 173.4931 | 0 | 0.169
| 107.6547 | 0 | 0.245
| 69.3973 | 0 | 0.297
| 67.6178 | 0 | 0.284
| 86.3017 | 0 | 0.255
| 72.0664 | 0.013 | 0.219
| 75.6252 | 0.034 | 0.232
| 69.3973 | 0.064 | 0.236
| 66.7281 | 0.111 | 0.201
| 81.8532 | 0.174 | 0.144
| 72.0664 | 0.223 | 0.09
| 538.2736 | 0.244 | 0.052
| 236.6624 | 0.291 | 0.029
| 332.7509 | 0.295 | 0.012
| 415.4938 | 0.235 | 0.007
| 125.4489 | 0.212 | 0.012
| 131.6768 | 0.188 | 0.025
| 116.5518 | 0.17 | 0.056
| 80.9635 | 0.145 | 0.108
| 107.6547 | 0.114 | 0.189
| 483.1116 | 0.079 | 0.274
| 153.9195 | 0.042 | 0.352
| 316.7362 | 0.017 | 0.404
| 298.0523 | 0.003 | 0.407
| 230.4345 | 0 | 0.377
| 175.2725 | 0 | 0.358
| 196.6255 | 0 | 0.324
| 82.7429 | 0 | 0.294
| 88.9708 | 0 | 0.257
| 72.9561 | 0.014 | 0.192
| 95.1988 | 0.043 | 0.13
| 73.8458 | 0.08 | 0.095
| 79.184 | 0.134 | 0.06
| 245.5595 | 0.209 | 0.025
| 95.1988 | 0.291 | 0.003
| 79.184 | 0.387 | 0
| 69.3973 | 0.469 | 0
| 93.4194 | 0.608 | 0
| 89.8605 | 0.628 | 0.001
| 102.3165 | 0.549 | 0.002
| 111.2135 | 0.486 | 0.001
| 200.1844 | 0.414 | 0
| 172.6034 | 0.318 | 0
| 122.7797 | 0.21 | 0.001
| 1061.422 | 0.124 | 0.008
| 440.4056 | 0.067 | 0.047
| 454.6409 | 0.03 | 0.153
| 396.8099 | 0.008 | 0.291
| 375.4569 | 0 | 0.417
| 343.4274 | 0 | 0.468
| 343.4274 | 0 | 0.456
| 159.2578 | 0 | 0.435
| 134.346 | 0 | 0.45
| 237.5521 | 0.005 | 0.467
| 98.7576 | 0.018 | 0.448
| 87.1914 | 0.039 | 0.405
| 129.8974 | 0.06 | 0.33
| 114.7724 | 0.08 | 0.233
| 121.0003 | 0.078 | 0.337
| 295.3832 | 0.081 | 0.606
| 992.0248 | 0.148 | 0.881
| 640.59 | 0.349 | 0.96
| 1076.5471 | 0.351 | 0.965
| 338.9789 | 0.403 | 0.932
| 329.1921 | 0.378 | 0.84
| 258.9051 | 0.324 | 0.668
| 364.7804 | 0.271 | 0.447
| 418.1629 | 0.198 | 0.249
| 1820.3433 | 0.122 | 0.141
| 1253.5991 | 0.068 | 0.064
| 3883.5767 | 0.033 | 0.045
| 1320.3272 | 0.009 | 0.076
| 427.06 | 0 | 0.131
| 306.0597 | 0 | 0.186
| 186.8387 | 0 | 0.237
| 75.6252 | 0 | 0.264
| 82.7429 | 0.002 | 0.274
| 87.1914 | 0.019 | 0.266
| 71.1767 | 0.045 | 0.227
| 96.0885 | 0.081 | 0.191
| 97.8679 | 0.152 | 0.355
| 113.8827 | 0.292 | 0.586
| 115.6621 | 0.406 | 0.626
| 177.9417 | 0.501 | 0.625
| 375.4569 | 0.583 | 0.613
| 258.9051 | 0.637 | 0.599
| 541.8324 | 0.656 | 0.544
| 208.1918 | 0.636 | 0.459
| 157.4784 | 0.552 | 0.374
| 244.6698 | 0.434 | 0.297
| 102.3165 | 0.326 | 0.239
| 212.6403 | 0.198 | 0.183
| 1927.998 | 0.107 | 0.11
| 1493.8203 | 0.064 | 0.054
| 242.8904 | 0.035 | 0.058
| 204.6329 | 0.013 | 0.104
| 195.7358 | 0 | 0.171
| 167.2652 | 0 | 0.23
| 148.5813 | 0 | 0.23
| 76.5149 | 0 | 0.185
| 97.8679 | 0.004 | 0.142
| 86.3017 | 0.023 | 0.103
| 72.9561 | 0.052 | 0.073
| 85.412 | 0.075 | 0.058
| 80.9635 | 0.102 | 0.059
| 85.412 | 0.138 | 0.06
| 89.8605 | 0.187 | 0.079
| 82.7429 | 0.245 | 0.152
| 466.2072 | 0.29 | 0.361
| 255.3463 | 0.339 | 0.414
| 815.8625 | 0.359 | 0.34
| 189.5079 | 0.303 | 0.234
| 185.949 | 0.25 | 0.136
| 154.8092 | 0.235 | 0.072
| 172.6034 | 0.208 | 0.038
| 955.5468 | 0.174 | 0.019
| 742.9064 | 0.109 | 0.013
| 493.7881 | 0.053 | 0.013
| 887.0392 | 0.018 | 0.02
| 1230.4667 | 0.003 | 0.045
| 1210.893 | 0 | 0.099
| 370.1187 | 0 | 0.182
| 161.0372 | 0 | 0.274
| 126.3386 | 0 | 0.323
| 158.3681 | 0 | 0.32
| 67.6178 | 0.007 | 0.264
| 93.4194 | 0.021 | 0.179
| 67.6178 | 0.044 | 0.1
| 100.537 | 0.081 | 0.061
| 98.7576 | 0.131 | 0.061
| 91.64 | 0.185 | 0.092
| 128.118 | 0.24 | 0.12
| 421.7218 | 0.283 | 0.141
| 222.4271 | 0.338 | 0.167
| 3016.1114 | 0.445 | 0.201
| 1430.6511 | 0.471 | 0.225
| 587.2075 | 0.455 | 0.237
| 381.6849 | 0.414 | 0.223
| 239.3315 | 0.327 | 0.19
| 244.6698 | 0.235 | 0.152
| 4016.1434 | 0.141 | 0.084
| 938.6423 | 0.073 | 0.028
| 677.068 | 0.043 | 0.009
| 1220.6798 | 0.016 | 0.006
| 1167.2974 | 0.001 | 0.012
| 1062.3118 | 0 | 0.026
| 977.7895 | 0 | 0.042
| 191.2873 | 0 | 0.058
| 190.3976 | 0.004 | 0.08
| 168.1549 | 0.023 | 0.111
| 143.243 | 0.051 | 0.141
| 135.2357 | 0.091 | 0.13
| 130.7871 | 0.157 | 0.069
| 132.5665 | 0.242 | 0.058
| 132.5665 | 0.374 | 0.077
| 311.3979 | 0.49 | 0.078
| 114.7724 | 0.525 | 0.083
| 388.8026 | 0.49 | 0.09
| 817.642 | 0.28 | 0.078
| 146.8019 | 0.237 | 0.048
| 100.537 | 0.195 | 0.026
| 201.9638 | 0.153 | 0.011
| 106.765 | 0.122 | 0.002
| 112.1033 | 0.089 | 0
| 207.302 | 0.073 | 0
| 242.0007 | 0.064 | 0.015
| 320.295 | 0.04 | 0.093
| 320.295 | 0.017 | 0.188
| 413.7144 | 0.001 | 0.246
| 457.3101 | 0 | 0.278
| 282.9272 | 0 | 0.3
| 136.1254 | 0 | 0.322
| 133.4563 | 0.004 | 0.272
| 119.2209 | 0.019 | 0.199
| 137.9048 | 0.04 | 0.154
| 122.7797 | 0.084 | 0.133
| 130.7871 | 0.156 | 0.112
| 131.6768 | 0.259 | 0.094
| 360.3319 | 0.378 | 0.092
| 106.765 | 0.523 | 0.094
| 382.5746 | 0.692 | 0.087
| 192.177 | 0.756 | 0.063
| 452.8616 | 0.742 | 0.039
| 113.8827 | 0.636 | 0.028
| 101.4268 | 0.441 | 0.033
| 96.0885 | 0.256 | 0.035
| 345.2068 | 0.143 | 0.029
| 488.4499 | 0.094 | 0.026
| 2961.8391 | 0.074 | 0.034
| 1099.6795 | 0.058 | 0.057
| 272.2507 | 0.035 | 0.116
| 289.1552 | 0.014 | 0.206
| 321.1847 | 0.001 | 0.28
| 173.4931 | 0 | 0.311
| 139.6842 | 0 | 0.334
| 70.287 | 0 | 0.364
| 77.4046 | 0.006 | 0.368
| 67.6178 | 0.028 | 0.334
| 91.64 | 0.054 | 0.252
| 99.6473 | 0.09 | 0.163
| 121.89 | 0.199 | 0.172
| 108.5444 | 0.32 | 0.227
| 355.8833 | 0.428 | 0.377
| 97.8679 | 0.462 | 0.559
| 2896.8904 | 0.411 | 0.663
| 73.8458 | 0.302 | 0.68
| 79.184 | 0.238 | 0.645
| 71.1767 | 0.18 | 0.552
| 76.5149 | 0.141 | 0.422
| 82.7429 | 0.13 | 0.295
| 129.0077 | 0.137 | 0.228
| 190.3976 | 0.137 | 0.204
| 158.3681 | 0.115 | 0.196
| 144.1328 | 0.074 | 0.187
| 146.8019 | 0.043 | 0.157
| 266.0228 | 0.017 | 0.168
| 310.5082 | 0.001 | 0.238
| 177.052 | 0 | 0.345
| 177.052 | 0 | 0.481
| 85.412 | 0 | 0.627
| 80.0738 | 0.002 | 0.752
| 77.4046 | 0.018 | 0.773
| 76.5149 | 0.05 | 0.812
| 87.1914 | 0.094 | 0.867
| 101.4268 | 0.156 | 0.897
| 108.5444 | 0.201 | 0.892
| 101.4268 | 0.2 | 0.876
| 408.3761 | 0.217 | 0.878
| 152.1401 | 0.235 | 0.88
| 162.8166 | 0.278 | 0.873
| 153.0298 | 0.261 | 0.865
| 161.9269 | 0.333 | 0.862
| 452.8616 | 0.264 | 0.85
| 82.7429 | 0.212 | 0.836
| 334.5303 | 0.168 | 0.809
| 272.2507 | 0.136 | 0.765
| 106.765 | 0.106 | 0.727
| 64.9487 | 0.071 | 0.703
| 81.8532 | 0.037 | 0.642
| 78.2943 | 0.013 | 0.56
| 79.184 | 0.001 | 0.458
| 154.8092 | 0 | 0.347
| 124.5592 | 0 | 0.245
| 118.3312 | 0 | 0.169
| 91.64 | 0.002 | 0.128
| 73.8458 | 0.01 | 0.097
| 86.3017 | 0.024 | 0.079
| 70.287 | 0.043 | 0.079
| 83.6326 | 0.067 | 0.079
| 74.7355 | 0.101 | 0.073
| 83.6326 | 0.153 | 0.071
| 588.0972 | 0.253 | 0.077
| 405.707 | 0.423 | 0.088
| 186.8387 | 0.624 | 0.1
| 153.0298 | 0.664 | 0.098
| 356.773 | 0.665 | 0.087
| 104.0959 | 0.658 | 0.08
| 94.3091 | 0.585 | 0.078
| 145.9122 | 0.463 | 0.08
| 82.7429 | 0.312 | 0.084
| 2402.2126 | 0.156 | 0.091
| 1347.0185 | 0.046 | 0.105
| 172.6034 | 0.034 | 0.141
| 191.2873 | 0.02 | 0.193
| 169.9343 | 0.004 | 0.211
| 112.1033 | 0 | 0.192
| 117.4415 | 0 | 0.146
| 96.0885 | 0 | 0.099
| 80.0738 | 0.009 | 0.058
| 87.1914 | 0.027 | 0.024
| 71.1767 | 0.046 | 0.002
| 72.9561 | 0.079 | 0
| 71.1767 | 0.218 | 0
| 103.2062 | 0.392 | 0
| 88.9708 | 0.549 | 0
| 419.9423 | 0.675 | 0
| 140.5739 | 0.761 | 0
| 145.9122 | 0.807 | 0
| 235.7727 | 0.815 | 0
| 377.2363 | 0.786 | 0
| 96.0885 | 0.718 | 0
| 115.6621 | 0.609 | 0.001
| 85.412 | 0.476 | 0.001
| 992.9146 | 0.32 | 0
| 383.4643 | 0.161 | 0.001
| 269.5816 | 0.057 | 0.003
| 326.523 | 0.043 | 0.021
| 233.1036 | 0.023 | 0.043
| 242.8904 | 0.005 | 0.038
| 241.111 | 0 | 0.029
| 166.3755 | 0 | 0.02
| 162.8166 | 0 | 0.021
| 132.5665 | 0.008 | 0.031
| 99.6473 | 0.025 | 0.043
| 72.0664 | 0.051 | 0.042
| 85.412 | 0.086 | 0.025
| 71.1767 | 0.144 | 0.022
| 80.9635 | 0.208 | 0.021
| 90.7502 | 0.258 | 0.021
| 83.6326 | 0.296 | 0.021
| 917.2893 | 0.332 | 0.023
| 249.1183 | 0.393 | 0.031
| 657.4945 | 0.403 | 0.045
| 180.6108 | 0.477 | 0.053
| 187.7285 | 0.415 | 0.049
| 388.8026 | 0.366 | 0.042
| 221.5374 | 0.307 | 0.036
| 141.4636 | 0.237 | 0.031
| 118.3312 | 0.149 | 0.022
| 109.4341 | 0.079 | 0.011
| 241.111 | 0.049 | 0.009
| 385.2437 | 0.022 | 0.022
| 377.2363 | 0.004 | 0.048
| 242.0007 | 0 | 0.077
| 161.0372 | 0 | 0.104
| 169.0446 | 0 | 0.122
| 162.8166 | 0.009 | 0.131
| 108.5444 | 0.03 | 0.132
| 79.184 | 0.058 | 0.121
| 89.8605 | 0.096 | 0.088
| 76.5149 | 0.154 | 0.039
| 75.6252 | 0.224 | 0.017
| 80.9635 | 0.279 | 0.023
| 447.5233 | 0.308 | 0.035
| 219.758 | 0.346 | 0.051
| 1031.172 | 0.346 | 0.064
| 806.9655 | 0.342 | 0.066
| 887.929 | 0.299 | 0.058
| 94.3091 | 0.207 | 0.038
| 237.5521 | 0.167 | 0.019
| 945.7599 | 0.131 | 0.008
| 360.3319 | 0.1 | 0.005
| 136.1254 | 0.065 | 0.007
| 184.1696 | 0.034 | 0.015
| 1996.5055 | 0.016 | 0.025
| 1548.0925 | 0.005 | 0.03
| 332.7509 | 0 | 0.038
| 258.0154 | 0 | 0.035
| 320.295 | 0 | 0.03
| 92.5297 | 0 | 0.03
| 96.0885 | 0.002 | 0.037
| 80.0738 | 0.015 | 0.054
| 78.2943 | 0.038 | 0.077
| 69.3973 | 0.072 | 0.083
| 71.1767 | 0.123 | 0.081
| 72.9561 | 0.185 | 0.07
| 64.059 | 0.243 | 0.045
| 81.8532 | 0.269 | 0.025
| 448.413 | 0.27 | 0.022
| 316.7362 | 0.305 | 0.034
| 329.1921 | 0.259 | 0.05
| 119.2209 | 0.209 | 0.045
| 118.3312 | 0.17 | 0.03
| 114.7724 | 0.21 | 0.02
| 96.0885 | 0.191 | 0.017
| 195.7358 | 0.123 | 0.014
| 2084.5866 | 0.092 | 0.007
| 298.0523 | 0.07 | 0.002
| 158.3681 | 0.043 | 0
| 363.001 | 0.02 | 0
| 403.9276 | 0.005 | 0.004
| 379.0158 | 0 | 0.015
| 284.7067 | 0 | 0.033
| 129.0077 | 0.001 | 0.047
| 121.89 | 0.012 | 0.055
| 118.3312 | 0.03 | 0.058
| 97.8679 | 0.046 | 0.046
| 83.6326 | 0.082 | 0.017
| 85.412 | 0.215 | 0.015
| 85.412 | 0.355 | 0.019
| 69.3973 | 0.47 | 0.025
| 99.6473 | 0.545 | 0.035
| 86.3017 | 0.587 | 0.036
| 292.714 | 0.61 | 0.03
| 92.5297 | 0.605 | 0.021
| 165.4858 | 0.567 | 0.015
| 103.2062 | 0.491 | 0.015
| 330.9715 | 0.412 | 0.023
| 443.0748 | 0.319 | 0.048
| 316.7362 | 0.225 | 0.094
| 285.5964 | 0.132 | 0.16
| 340.7583 | 0.076 | 0.28
| 1951.1305 | 0.045 | 0.447
| 369.229 | 0.021 | 0.547
| 287.3758 | 0.005 | 0.563
| 258.0154 | 0 | 0.541
| 258.0154 | 0 | 0.511
| 183.2799 | 0 | 0.446
| 84.5223 | 0.007 | 0.379
| 78.2943 | 0.024 | 0.31
| 88.9708 | 0.053 | 0.313
| 77.4046 | 0.097 | 0.319
| 85.412 | 0.193 | 0.305
| 65.8384 | 0.331 | 0.301
| 79.184 | 0.47 | 0.32
| 338.0892 | 0.622 | 0.352
| 117.4415 | 0.684 | 0.382
| 542.7221 | 0.688 | 0.396
| 84.5223 | 0.652 | 0.378
| 95.1988 | 0.577 | 0.352
| 142.3533 | 0.486 | 0.346
| 104.9856 | 0.379 | 0.348
| 239.3315 | 0.285 | 0.352
| 1164.6282 | 0.201 | 0.349
| 139.6842 | 0.13 | 0.311
| 121.0003 | 0.078 | 0.251
| 195.7358 | 0.047 | 0.27
| 367.4495 | 0.022 | 0.311
| 363.8907 | 0.005 | 0.316
| 309.6185 | 0 | 0.311
| 209.0815 | 0 | 0.296
| 131.6768 | 0.001 | 0.246
| 120.1106 | 0.011 | 0.168
| 120.1106 | 0.032 | 0.108
| 99.6473 | 0.059 | 0.05
| 116.5518 | 0.099 | 0.034
| 121.89 | 0.193 | 0.027
| 117.4415 | 0.307 | 0.017
| 102.3165 | 0.419 | 0.011
| 117.4415 | 0.498 | 0.007
| 462.6483 | 0.514 | 0.006
| 292.714 | 0.471 | 0.008
| 126.3386 | 0.419 | 0.011
| 113.8827 | 0.285 | 0.014
| 197.5153 | 0.277 | 0.017
| 279.3684 | 0.233 | 0.022
| 145.0225 | 0.167 | 0.025
| 124.5592 | 0.131 | 0.03
| 661.0533 | 0.091 | 0.036
| 894.1569 | 0.055 | 0.045
| 164.596 | 0.028 | 0.058
| 310.5082 | 0.011 | 0.068
| 383.4643 | 0.002 | 0.076
| 388.8026 | 0 | 0.079
| 374.5672 | 0 | 0.079
| 339.8686 | 0 | 0.078
| 149.471 | 0.005 | 0.08
| 92.5297 | 0.021 | 0.085
| 93.4194 | 0.049 | 0.067
| 75.6252 | 0.088 | 0.042
| 78.2943 | 0.144 | 0.051
| 78.2943 | 0.209 | 0.078
| 80.9635 | 0.262 | 0.094
| 82.7429 | 0.305 | 0.077
| 329.1921 | 0.325 | 0.057
| 75.6252 | 0.32 | 0.042
| 119.2209 | 0.317 | 0.032
| 99.6473 | 0.264 | 0.032
| 646.818 | 0.248 | 0.037
| 75.6252 | 0.191 | 0.04
| 104.0959 | 0.161 | 0.038
| 91.64 | 0.119 | 0.034
| 82.7429 | 0.086 | 0.026
| 1254.4887 | 0.06 | 0.03
| 207.302 | 0.035 | 0.052
| 399.479 | 0.016 | 0.08
| 390.582 | 0.004 | 0.1
| 365.6701 | 0 | 0.099
| 339.8686 | 0 | 0.077
| 161.9269 | 0 | 0.047
| 89.8605 | 0.008 | 0.019
| 85.412 | 0.026 | 0.003
| 72.9561 | 0.058 | 0
| 90.7502 | 0.103 | 0
| 76.5149 | 0.198 | 0
| 71.1767 | 0.295 | 0
| 88.0811 | 0.347 | 0.001
| 126.3386 | 0.344 | 0.014
| 295.3832 | 0.377 | 0.042
| 82.7429 | 0.371 | 0.084
| 847.0024 | 0.418 | 0.141
| 94.3091 | 0.392 | 0.208
| 177.9417 | 0.389 | 0.26
| 80.0738 | 0.386 | 0.281
| 84.5223 | 0.303 | 0.279
| 972.4513 | 0.225 | 0.271
| 258.9051 | 0.148 | 0.261
| 337.1995 | 0.085 | 0.247
| 323.8538 | 0.044 | 0.248
| 372.7878 | 0.016 | 0.251
| 324.7436 | 0.003 | 0.245
| 360.3319 | 0 | 0.237
| 100.537 | 0 | 0.252
| 85.412 | 0 | 0.282
| 74.7355 | 0.005 | 0.287
| 88.9708 | 0.017 | 0.261
| 73.8458 | 0.034 | 0.228
| 67.6178 | 0.055 | 0.227
| 77.4046 | 0.079 | 0.233
| 69.3973 | 0.098 | 0.267
| 93.4194 | 0.119 | 0.311
| 64.059 | 0.139 | 0.382
| 81.8532 | 0.174 | 0.376
| 545.3912 | 0.277 | 0.28
| 148.5813 | 0.449 | 0.182
| 105.8753 | 0.659 | 0.123
| 124.5592 | 0.68 | 0.104
| 561.406 | 0.601 | 0.116
| 127.2283 | 0.475 | 0.141
| 117.4415 | 0.324 | 0.164
| 184.1696 | 0.166 | 0.167
| 90.7502 | 0.044 | 0.136
| 92.5297 | 0.037 | 0.096
| 258.9051 | 0.024 | 0.086
| 3171.8103 | 0.009 | 0.071
| 552.5089 | 0.001 | 0.047
| 249.1183 | 0 | 0.019
| 84.5223 | 0.002 | 0.003
| 96.0885 | 0.013 | 0
| 69.3973 | 0.03 | 0
| 79.184 | 0.046 | 0
| 72.0664 | 0.078 | 0.002
| 89.8605 | 0.22 | 0.012
| 75.6252 | 0.378 | 0.015
| 70.287 | 0.515 | 0.017
| 420.832 | 0.624 | 0.028
| 157.4784 | 0.683 | 0.059
| 196.6255 | 0.702 | 0.126
| 121.89 | 0.68 | 0.206
| 132.5665 | 0.593 | 0.296
| 126.3386 | 0.516 | 0.408
| 87.1914 | 0.412 | 0.507
| 442.1851 | 0.314 | 0.586
| 164.596 | 0.227 | 0.645
| 136.1254 | 0.149 | 0.697
| 131.6768 | 0.072 | 0.701
| 187.7285 | 0.047 | 0.63
| 415.4938 | 0.026 | 0.56
| 412.8247 | 0.009 | 0.501
| 320.295 | 0.001 | 0.447
| 108.5444 | 0 | 0.432
| 93.4194 | 0.003 | 0.388
| 78.2943 | 0.013 | 0.355
| 80.9635 | 0.03 | 0.32
| 69.3973 | 0.041 | 0.312
| 80.9635 | 0.076 | 0.312
| 67.6178 | 0.231 | 0.316
| 141.4636 | 0.392 | 0.337
| 182.3902 | 0.54 | 0.362
| 140.5739 | 0.666 | 0.379
| 953.7674 | 0.757 | 0.379
| 187.7285 | 0.8 | 0.368
| 1937.7848 | 0.799 | 0.371
| 488.4499 | 0.766 | 0.395
| 409.2658 | 0.699 | 0.43
| 106.765 | 0.593 | 0.466
| 101.4268 | 0.452 | 0.492
| 83.6326 | 0.301 | 0.498
| 103.2062 | 0.162 | 0.471
| 84.5223 | 0.066 | 0.41
| 97.8679 | 0.047 | 0.288
| 361.2216 | 0.025 | 0.221
| 365.6701 | 0.008 | 0.231
| 387.9128 | 0.001 | 0.231
| 387.9128 | 0 | 0.192
| 92.5297 | 0.003 | 0.137
| 71.1767 | 0.014 | 0.095
| 82.7429 | 0.03 | 0.044
| 70.287 | 0.044 | 0.015
| 88.9708 | 0.079 | 0.006
| 114.7724 | 0.222 | 0.005
| 108.5444 | 0.384 | 0.009
| 124.5592 | 0.539 | 0.014
| 87.1914 | 0.666 | 0.017
| 428.8394 | 0.749 | 0.014
| 135.2357 | 0.793 | 0.01
| 115.6621 | 0.801 | 0.008
| 263.3537 | 0.771 | 0.009
| 105.8753 | 0.706 | 0.011
| 91.64 | 0.599 | 0.014
| 248.2286 | 0.467 | 0.023
| 96.9782 | 0.311 | 0.039
| 123.6695 | 0.159 | 0.061
| 236.6624 | 0.05 | 0.092
| 309.6185 | 0.038 | 0.157
| 346.9862 | 0.024 | 0.297
| 363.001 | 0.009 | 0.444
| 338.0892 | 0.001 | 0.526
| 172.6034 | 0 | 0.563
| 81.8532 | 0.003 | 0.529
| 101.4268 | 0.013 | 0.449
| 107.6547 | 0.026 | 0.325
| 90.7502 | 0.034 | 0.172
| 104.9856 | 0.069 | 0.217
| 92.5297 | 0.226 | 0.266
| 109.4341 | 0.394 | 0.28
| 120.1106 | 0.543 | 0.305
| 87.1914 | 0.66 | 0.333
| 403.0379 | 0.741 | 0.355
| 140.5739 | 0.783 | 0.373
| 467.9866 | 0.788 | 0.422
| 1272.2829 | 0.757 | 0.485
| 545.3912 | 0.674 | 0.523
| 388.8026 | 0.571 | 0.528
| 3721.6501 | 0.443 | 0.52
| 186.8387 | 0.293 | 0.517
| 253.5669 | 0.161 | 0.519
| 297.1626 | 0.058 | 0.442
| 378.1261 | 0.044 | 0.429
| 448.413 | 0.025 | 0.47
| 317.6259 | 0.009 | 0.486
| 129.8974 | 0.001 | 0.484
| 92.5297 | 0 | 0.432
| 95.1988 | 0.003 | 0.345
| 78.2943 | 0.013 | 0.249
| 79.184 | 0.031 | 0.179
| 80.0738 | 0.044 | 0.136
| 65.8384 | 0.073 | 0.155
| 80.9635 | 0.222 | 0.162
| 83.6326 | 0.377 | 0.181
| 78.2943 | 0.52 | 0.206
| 173.4931 | 0.633 | 0.24
| 572.0825 | 0.7 | 0.281
| 184.1696 | 0.751 | 0.339
| 57.831 | 0.774 | 0.4
| 62.2796 | 0.75 | 0.465
| 46.2648 | 0.684 | 0.516
| 61.3899 | 0.569 | 0.547
| 46.2648 | 0.424 | 0.567
| 61.3899 | 0.271 | 0.552
| 46.2648 | 0.151 | 0.425
| 60.5002 | 0.073 | 0.257
| 45.3751 | 0.023 | 0.189
| 62.2796 | 0.007 | 0.16
| 52.4928 | 0.001 | 0.106
| 58.7208 | 0 | 0.071
| 53.3825 | 0 | 0.055
| 48.934 | 0 | 0.046
| 56.9413 | 0.008 | 0.048
| 45.3751 | 0.03 | 0.064
| 59.6105 | 0.059 | 0.059
| 45.3751 | 0.097 | 0.059
| 52.4928 | 0.173 | 0.101
| 44.4854 | 0.299 | 0.165
| 42.706 | 0.454 | 0.233
| 56.9413 | 0.579 | 0.263
| 46.2648 | 0.686 | 0.259
| 59.6105 | 0.743 | 0.233
| 44.4854 | 0.754 | 0.24
| 50.7134 | 0.698 | 0.259
| 54.2722 | 0.62 | 0.27
| 45.3751 | 0.529 | 0.278
| 56.9413 | 0.427 | 0.289
| 47.1545 | 0.304 | 0.311
| 50.7134 | 0.165 | 0.343
| 49.8237 | 0.048 | 0.32
| 35.5883 | 0.037 | 0.272
| 57.831 | 0.024 | 0.26
| 45.3751 | 0.01 | 0.26
| 52.4928 | 0.002 | 0.265
| 52.4928 | 0 | 0.266
| 46.2648 | 0.004 | 0.241
| 58.7208 | 0.014 | 0.179
| 47.1545 | 0.026 | 0.083
| 47.1545 | 0.036 | 0.031
| 48.0443 | 0.071 | 0.037
| 41.8163 | 0.226 | 0.049
| 54.2722 | 0.382 | 0.057
| 51.6031 | 0.503 | 0.067
| 47.1545 | 0.599 | 0.075
| 58.7208 | 0.665 | 0.07
| 45.3751 | 0.66 | 0.056
| 38.2575 | 0.633 | 0.054
| 53.3825 | 0.564 | 0.072
| 45.3751 | 0.478 | 0.103
| 51.6031 | 0.35 | 0.133
| 54.2722 | 0.255 | 0.162
| 44.4854 | 0.15 | 0.193
| 43.5957 | 0.109 | 0.24
| 47.1545 | 0.065 | 0.294
| 45.3751 | 0.034 | 0.362
| 59.6105 | 0.014 | 0.402
| 45.3751 | 0.004 | 0.398
| 45.3751 | 0 | 0.361
| 52.4928 | 0 | 0.328
| 39.1472 | 0.002 | 0.295
| 45.3751 | 0.012 | 0.253
| 52.4928 | 0.034 | 0.207
| 53.3825 | 0.061 | 0.193
| 45.3751 | 0.095 | 0.192
| 32.9192 | 0.209 | 0.162
| 58.7208 | 0.325 | 0.132
| 45.3751 | 0.424 | 0.11
| 45.3751 | 0.501 | 0.094
| 58.7208 | 0.598 | 0.084
| 32.0295 | 0.672 | 0.083
| 46.2648 | 0.683 | 0.105
| 59.6105 | 0.64 | 0.157
| 45.3751 | 0.57 | 0.265
| 48.934 | 0.467 | 0.404
| 45.3751 | 0.362 | 0.538
| 43.5957 | 0.26 | 0.618
| 54.2722 | 0.165 | 0.644
| 51.6031 | 0.088 | 0.599
| 46.2648 | 0.048 | 0.578
| 53.3825 | 0.019 | 0.617
| 52.4928 | 0.005 | 0.617
| 45.3751 | 0 | 0.573
| 54.2722 | 0 | 0.513
| 37.3678 | 0.001 | 0.488
| 46.2648 | 0.006 | 0.45
| 59.6105 | 0.016 | 0.434
| 45.3751 | 0.035 | 0.437
| 46.2648 | 0.068 | 0.455
| 56.9413 | 0.093 | 0.494
| 48.934 | 0.108 | 0.55
| 32.0295 | 0.128 | 0.566
| 50.7134 | 0.152 | 0.543
| 55.1619 | 0.205 | 0.526
| 46.2648 | 0.388 | 0.546
| 53.3825 | 0.333 | 0.58
| 48.0443 | 0.302 | 0.613
| 36.478 | 0.233 | 0.625
| 56.9413 | 0.127 | 0.59
| 48.0443 | 0.057 | 0.541
| 48.0443 | 0.036 | 0.525
| 56.9413 | 0.026 | 0.554
| 45.3751 | 0.014 | 0.562
| 56.0516 | 0.005 | 0.497
| 49.8237 | 0.001 | 0.381
| 45.3751 | 0 | 0.236
| 60.5002 | 0 | 0.104
| 60.5002 | 0 | 0.033
| 56.9413 | 0 | 0.02
| 48.934 | 0.002 | 0.035
| 46.2648 | 0.021 | 0.058
| 60.5002 | 0.063 | 0.097
| 45.3751 | 0.104 | 0.17
| 43.5957 | 0.206 | 0.266
| 50.7134 | 0.32 | 0.352
| 43.5957 | 0.47 | 0.441
| 52.4928 | 0.601 | 0.55
| 53.3825 | 0.697 | 0.644
| 46.2648 | 0.737 | 0.697
| 52.4928 | 0.746 | 0.714
| 53.3825 | 0.723 | 0.698
| 45.3751 | 0.68 | 0.656
| 59.6105 | 0.598 | 0.577
| 45.3751 | 0.472 | 0.51
| 49.8237 | 0.324 | 0.468
| 55.1619 | 0.168 | 0.414
| 45.3751 | 0.048 | 0.311
| 58.7208 | 0.04 | 0.245
| 40.9266 | 0.025 | 0.253
| 40.0369 | 0.009 | 0.314
| 56.0516 | 0.001 | 0.396
| 46.2648 | 0 | 0.441
| 48.0443 | 0.003 | 0.437
| 56.9413 | 0.013 | 0.41
| 45.3751 | 0.031 | 0.339
| 52.4928 | 0.045 | 0.197
| 52.4928 | 0.07 | 0.092
| 45.3751 | 0.214 | 0.139
| 51.6031 | 0.368 | 0.12
| 54.2722 | 0.508 | 0.14
| 45.3751 | 0.602 | 0.209
| 47.1545 | 0.65 | 0.251
| 43.5957 | 0.668 | 0.234
| 45.3751 | 0.663 | 0.196
| 56.0516 | 0.637 | 0.146
| 48.934 | 0.585 | 0.101
| 46.2648 | 0.423 | 0.067
| 58.7208 | 0.309 | 0.041
| 47.1545 | 0.203 | 0.028
| 45.3751 | 0.141 | 0.036
| 58.7208 | 0.077 | 0.067
| 33.8089 | 0.05 | 0.119
| 48.0443 | 0.026 | 0.184
| 57.831 | 0.008 | 0.217
| 46.2648 | 0.001 | 0.228
| 48.934 | 0 | 0.218
| 56.0516 | 0.003 | 0.161
| 45.3751 | 0.014 | 0.097
| 54.2722 | 0.032 | 0.057
| 50.7134 | 0.048 | 0.024
| 46.2648 | 0.081 | 0.006
| 47.1545 | 0.209 | 0.004
| 43.5957 | 0.358 | 0
| 46.2648 | 0.491 | 0
| 59.6105 | 0.562 | 0.001
| 46.2648 | 0.617 | 0.002
| 44.4854 | 0.609 | 0.002
| 60.5002 | 0.587 | 0.001
| 45.3751 | 0.62 | 0
| 48.0443 | 0.573 | 0
| 46.2648 | 0.457 | 0
| 42.706 | 0.301 | 0
| 53.3825 | 0.195 | 0
| 51.6031 | 0.119 | 0
| 45.3751 | 0.072 | 0
| 57.831 | 0.041 | 0
| 48.934 | 0.017 | 0.01
| 45.3751 | 0.004 | 0.063
| 54.2722 | 0 | 0.144
| 42.706 | 0 | 0.235
| 40.9266 | 0.001 | 0.301
| 52.4928 | 0.008 | 0.31
| 54.2722 | 0.025 | 0.249
| 46.2648 | 0.053 | 0.183
| 46.2648 | 0.085 | 0.16
| 59.6105 | 0.106 | 0.123
| 40.0369 | 0.105 | 0.101
| 38.2575 | 0.111 | 0.131
| 55.1619 | 0.107 | 0.209
| 48.934 | 0.116 | 0.323
| 46.2648 | 0.134 | 0.365
| 52.4928 | 0.157 | 0.433
| 49.8237 | 0.155 | 0.516
| 35.5883 | 0.147 | 0.641
| 48.0443 | 0.157 | 0.816
| 56.9413 | 0.177 | 0.879
| 45.3751 | 0.169 | 0.877
| 49.8237 | 0.115 | 0.857
| 55.1619 | 0.056 | 0.771
| 45.3751 | 0.022 | 0.596
| 32.9192 | 0.007 | 0.334
| 58.7208 | 0.001 | 0.154
| 45.3751 | 0 | 0.072
| 47.1545 | 0 | 0.057
| 59.6105 | 0 | 0.047
| 46.2648 | 0 | 0.045
| 31.1398 | 0.005 | 0.066
| 56.9413 | 0.016 | 0.071
| 48.934 | 0.041 | 0.076
| 46.2648 | 0.081 | 0.06
| 52.4928 | 0.153 | 0.032
| 38.2575 | 0.22 | 0.029
| 45.3751 | 0.266 | 0.039
| 48.0443 | 0.262 | 0.048
| 56.9413 | 0.219 | 0.062
| 32.0295 | 0.171 | 0.071
| 45.3751 | 0.16 | 0.073
| 59.6105 | 0.194 | 0.065
| 45.3751 | 0.278 | 0.053
| 43.5957 | 0.249 | 0.041
| 45.3751 | 0.178 | 0.041
| 48.0443 | 0.138 | 0.05
| 46.2648 | 0.076 | 0.068
| 516.9205 | 0.042 | 0.111
| 1379.0479 | 0.013 | 0.148
| 340.7583 | 0.002 | 0.145
| 292.714 | 0 | 0.117
| 247.3389 | 0 | 0.083
| 171.7137 | 0 | 0.068
| 142.3533 | 0.005 | 0.068
| 172.6034 | 0.021 | 0.051
| 91.64 | 0.052 | 0.026
| 110.3238 | 0.093 | 0.011
| 98.7576 | 0.167 | 0.011
| 106.765 | 0.249 | 0.022
| 401.2585 | 0.335 | 0.04
| 204.6329 | 0.424 | 0.073
| 149.471 | 0.516 | 0.108
| 274.9199 | 0.502 | 0.142
| 270.4713 | 0.536 | 0.172
| 227.7653 | 0.504 | 0.188
| 264.2434 | 0.443 | 0.192
| 347.876 | 0.356 | 0.193
| 159.2578 | 0.259 | 0.188
| 842.5538 | 0.179 | 0.163
| 1498.2689 | 0.134 | 0.125
| 2716.2796 | 0.079 | 0.09
| 159.2578 | 0.05 | 0.064
| 163.7063 | 0.026 | 0.045
| 148.5813 | 0.009 | 0.029
| 158.3681 | 0.001 | 0.019
| 146.8019 | 0 | 0.012
| 164.596 | 0.003 | 0.007
| 88.0811 | 0.014 | 0.008
| 80.0738 | 0.03 | 0.016
| 85.412 | 0.044 | 0.025
| 71.1767 | 0.073 | 0.021
| 76.5149 | 0.213 | 0.02
| 79.184 | 0.356 | 0.009
| 139.6842 | 0.47 | 0.009
| 363.8907 | 0.484 | 0.011
| 1170.8562 | 0.505 | 0.013
| 2331.0358 | 0.528 | 0.014
| 326.523 | 0.532 | 0.018
| 1455.5629 | 0.5 | 0.027
| 1366.592 | 0.442 | 0.04
| 208.1918 | 0.351 | 0.052
| 137.9048 | 0.278 | 0.059
| 1224.2387 | 0.192 | 0.066
| 1330.114 | 0.101 | 0.071
| 168.1549 | 0.071 | 0.073
| 159.2578 | 0.049 | 0.077
| 236.6624 | 0.025 | 0.097
| 160.1475 | 0.009 | 0.112
| 219.758 | 0.001 | 0.12
| 219.758 | 0 | 0.128
| 159.2578 | 0.003 | 0.141
| 96.9782 | 0.014 | 0.148
| 83.6326 | 0.027 | 0.14
| 80.9635 | 0.037 | 0.09
| 104.9856 | 0.069 | 0.033
| 90.7502 | 0.209 | 0.057
| 69.3973 | 0.356 | 0.068
| 423.5012 | 0.505 | 0.064
| 160.1475 | 0.629 | 0.059
| 151.2504 | 0.705 | 0.048
| 1941.3435 | 0.742 | 0.031
| 1328.3346 | 0.742 | 0.013
| 496.4573 | 0.707 | 0.002
| 117.4415 | 0.64 | 0
| 255.3463 | 0.538 | 0
| 152.1401 | 0.423 | 0
| 250.008 | 0.293 | 0
| 180.6108 | 0.157 | 0.001
| 295.3832 | 0.06 | 0.004
| 142.3533 | 0.041 | 0.012
| 139.6842 | 0.024 | 0.05
| 191.2873 | 0.009 | 0.127
| 270.4713 | 0.001 | 0.22
| 156.5887 | 0 | 0.31
| 133.4563 | 0.002 | 0.395
| 126.3386 | 0.013 | 0.422
| 99.6473 | 0.028 | 0.386
| 145.0225 | 0.042 | 0.268
| 107.6547 | 0.071 | 0.178
| 117.4415 | 0.203 | 0.294
| 124.5592 | 0.346 | 0.395
| 250.8978 | 0.46 | 0.433
| 192.177 | 0.541 | 0.441
| 198.405 | 0.583 | 0.42
| 193.9564 | 0.594 | 0.386
| 348.7657 | 0.576 | 0.334
| 747.355 | 0.538 | 0.269
| 1440.4378 | 0.472 | 0.209
| 1891.5199 | 0.387 | 0.158
| 599.6634 | 0.319 | 0.112
| 1374.5994 | 0.235 | 0.073
| 390.582 | 0.149 | 0.064
| 130.7871 | 0.08 | 0.078
| 122.7797 | 0.05 | 0.125
| 157.4784 | 0.024 | 0.191
| 272.2507 | 0.008 | 0.235
| 246.4492 | 0 | 0.236
| 300.7214 | 0 | 0.192
| 210.8609 | 0.002 | 0.129
| 158.3681 | 0.01 | 0.074
| 129.8974 | 0.029 | 0.032
| 141.4636 | 0.057 | 0.007
| 128.118 | 0.095 | 0
| 181.5005 | 0.164 | 0
| 124.5592 | 0.219 | 0.003
| 346.9862 | 0.267 | 0.013
| 118.3312 | 0.303 | 0.028
| 507.1338 | 0.291 | 0.047
| 776.7154 | 0.268 | 0.062
| 174.3828 | 0.255 | 0.079
| 247.3389 | 0.388 | 0.133
| 80.9635 | 0.243 | 0.189
| 105.8753 | 0.132 | 0.19
| 145.0225 | 0.087 | 0.189
| 175.2725 | 0.055 | 0.199
| 233.1036 | 0.036 | 0.22
| 282.9272 | 0.026 | 0.24
| 477.7734 | 0.016 | 0.218
| 425.2806 | 0.012 | 0.197
| 392.3614 | 0.004 | 0.209
| 391.4717 | 0 | 0.218
| 201.9638 | 0 | 0.183
| 223.3168 | 0.002 | 0.167
| 111.2135 | 0.014 | 0.167
| 94.3091 | 0.03 | 0.153
| 96.9782 | 0.043 | 0.079
| 74.7355 | 0.07 | 0.019
| 74.7355 | 0.213 | 0.022
| 81.8532 | 0.367 | 0.041
| 74.7355 | 0.503 | 0.074
| 94.3091 | 0.6 | 0.112
| 2491.1833 | 0.668 | 0.132
| 1410.1878 | 0.705 | 0.131
| 454.6409 | 0.714 | 0.115
| 409.2658 | 0.68 | 0.102
| 469.766 | 0.57 | 0.097
| 331.8612 | 0.444 | 0.093
| 253.5669 | 0.318 | 0.082
| 217.0888 | 0.209 | 0.058
| 209.9712 | 0.14 | 0.037
| 301.6111 | 0.076 | 0.029
| 1458.232 | 0.044 | 0.037
| 1153.062 | 0.02 | 0.06
| 906.6129 | 0.006 | 0.101
| 596.1046 | 0 | 0.171
| 266.9125 | 0 | 0.259
| 158.3681 | 0.001 | 0.329
| 156.5887 | 0.011 | 0.337
| 98.7576 | 0.032 | 0.265
| 90.7502 | 0.057 | 0.152
| 78.2943 | 0.091 | 0.108
| 73.8458 | 0.184 | 0.085
| 88.9708 | 0.27 | 0.033
| 78.2943 | 0.343 | 0.004
| 331.8612 | 0.458 | 0
| 83.6326 | 0.492 | 0
| 397.6996 | 0.478 | 0
| 2842.6181 | 0.415 | 0
| 322.0744 | 0.344 | 0
| 352.3245 | 0.275 | 0
| 454.6409 | 0.23 | 0
| 217.9785 | 0.182 | 0.002
| 117.4415 | 0.132 | 0.008
| 259.7948 | 0.086 | 0.016
| 297.1626 | 0.047 | 0.028
| 298.942 | 0.023 | 0.042
| 363.001 | 0.007 | 0.076
| 346.9862 | 0.001 | 0.125
| 185.949 | 0 | 0.175
| 206.4123 | 0 | 0.21
| 169.9343 | 0 | 0.225
| 84.5223 | 0.006 | 0.227
| 85.412 | 0.026 | 0.159
| 85.412 | 0.057 | 0.069
| 82.7429 | 0.094 | 0.023
| 98.7576 | 0.189 | 0.026
| 82.7429 | 0.338 | 0.03
| 102.3165 | 0.486 | 0.031
| 319.4053 | 0.594 | 0.037
| 137.0151 | 0.655 | 0.05
| 419.9423 | 0.67 | 0.074
| 304.2803 | 0.674 | 0.103
| 441.2953 | 0.643 | 0.123
| 371.8981 | 0.582 | 0.135
| 206.4123 | 0.519 | 0.131
| 203.7432 | 0.402 | 0.122
| 332.7509 | 0.277 | 0.112
| 225.9859 | 0.155 | 0.12
| 375.4569 | 0.061 | 0.149
| 1033.841 | 0.04 | 0.181
| 476.8837 | 0.023 | 0.242
| 435.9571 | 0.007 | 0.327
| 416.3835 | 0 | 0.395
| 217.9785 | 0 | 0.413
| 191.2873 | 0.001 | 0.382
| 183.2799 | 0.011 | 0.309
| 94.3091 | 0.03 | 0.217
| 78.2943 | 0.053 | 0.169
| 101.4268 | 0.088 | 0.125
| 78.2943 | 0.167 | 0.099
| 82.7429 | 0.287 | 0.082
| 83.6326 | 0.438 | 0.066
| 221.5374 | 0.584 | 0.059
| 177.9417 | 0.667 | 0.058
| 1018.716 | 0.715 | 0.061
| 116.5518 | 0.724 | 0.064
| 615.6782 | 0.685 | 0.065
| 711.7667 | 0.615 | 0.065
| 225.0962 | 0.525 | 0.066
| 260.6846 | 0.402 | 0.071
| 1159.29 | 0.236 | 0.093
| 826.5391 | 0.153 | 0.12
| 2653.1104 | 0.07 | 0.14
| 161.0372 | 0.044 | 0.186
| 1970.7039 | 0.022 | 0.274
| 306.0597 | 0.006 | 0.325
| 288.2655 | 0 | 0.34
| 288.2655 | 0 | 0.3
| 142.3533 | 0.001 | 0.254
| 123.6695 | 0.011 | 0.196
| 126.3386 | 0.027 | 0.114
| 86.3017 | 0.042 | 0.051
| 71.1767 | 0.064 | 0.067
| 101.4268 | 0.203 | 0.08
| 96.9782 | 0.355 | 0.09
| 129.0077 | 0.487 | 0.101
| 129.8974 | 0.598 | 0.103
| 285.5964 | 0.666 | 0.094
| 189.5079 | 0.702 | 0.086
| 206.4123 | 0.681 | 0.077
| 1032.0617 | 0.678 | 0.068
| 567.6339 | 0.64 | 0.061
| 266.0228 | 0.535 | 0.057
| 95.1988 | 0.386 | 0.058
| 87.1914 | 0.258 | 0.062
| 68.5075 | 0.154 | 0.083
| 172.6034 | 0.064 | 0.103
| 1879.9537 | 0.043 | 0.14
| 183.2799 | 0.021 | 0.228
| 199.2947 | 0.005 | 0.334
| 196.6255 | 0 | 0.423
| 198.405 | 0 | 0.457
| 135.2357 | 0 | 0.432
| 121.0003 | 0.01 | 0.37
| 104.9856 | 0.025 | 0.225
| 112.993 | 0.037 | 0.096
| 78.2943 | 0.059 | 0.058
| 149.471 | 0.202 | 0.112
| 131.6768 | 0.356 | 0.143
| 107.6547 | 0.496 | 0.177
| 121.89 | 0.611 | 0.222
| 317.6259 | 0.69 | 0.254
| 254.4566 | 0.728 | 0.267
| 640.59 | 0.725 | 0.264
| 1293.6359 | 0.683 | 0.262
| 332.7509 | 0.585 | 0.276
| 168.1549 | 0.419 | 0.306
| 114.7724 | 0.299 | 0.349
| 129.0077 | 0.199 | 0.386
| 1236.6946 | 0.133 | 0.407
| 514.2514 | 0.071 | 0.417
| 103.2062 | 0.041 | 0.493
| 120.1106 | 0.017 | 0.512
| 362.1113 | 0.003 | 0.538
| 181.5005 | 0 | 0.505
| 170.824 | 0 | 0.444
| 137.0151 | 0 | 0.346
| 93.4194 | 0.007 | 0.31
| 96.0885 | 0.025 | 0.287
| 63.1693 | 0.053 | 0.233
| 90.7502 | 0.089 | 0.188
| 94.3091 | 0.151 | 0.179
| 77.4046 | 0.215 | 0.182
| 103.2062 | 0.285 | 0.199
| 292.714 | 0.338 | 0.225
| 285.5964 | 0.351 | 0.238
| 307.8391 | 0.369 | 0.22
| 464.4278 | 0.353 | 0.2
| 1341.6802 | 0.374 | 0.184
| 1186.8709 | 0.304 | 0.178
| 555.178 | 0.172 | 0.201
| 1242.0329 | 0.142 | 0.267
| 619.237 | 0.149 | 0.379
| 2030.3145 | 0.089 | 0.466
| 354.1039 | 0.053 | 0.574
| 205.5226 | 0.025 | 0.663
| 267.8022 | 0.009 | 0.667
| 300.7214 | 0.001 | 0.668
| 315.8465 | 0 | 0.639
| 288.2655 | 0 | 0.578
| 215.3094 | 0 | 0.538
| 118.3312 | 0 | 0.498
| 127.2283 | 0.005 | 0.469
| 87.1914 | 0.017 | 0.444
| 74.7355 | 0.038 | 0.425
| 67.6178 | 0.067 | 0.389
| 95.1988 | 0.126 | 0.343
| 69.3973 | 0.198 | 0.289
| 331.8612 | 0.327 | 0.231
| 124.5592 | 0.492 | 0.167
| 87.1914 | 0.593 | 0.108
| 80.0738 | 0.628 | 0.06
| 2033.8733 | 0.645 | 0.031
| 1584.5706 | 0.588 | 0.018
| 484.0014 | 0.474 | 0.01
| 589.8766 | 0.363 | 0.005
| 939.532 | 0.273 | 0.003
| 203.7432 | 0.145 | 0.003
| 1829.2404 | 0.073 | 0.005
| 2964.5082 | 0.042 | 0.014
| 251.7875 | 0.017 | 0.032
| 1131.709 | 0.003 | 0.054
| 282.0375 | 0 | 0.073
| 218.8683 | 0 | 0.082
| 155.699 | 0 | 0.086
| 115.6621 | 0.008 | 0.088
| 126.3386 | 0.027 | 0.07
| 109.4341 | 0.049 | 0.041
| 83.6326 | 0.08 | 0.039
| 101.4268 | 0.177 | 0.035
| 99.6473 | 0.301 | 0.035
| 80.9635 | 0.435 | 0.045
| 80.9635 | 0.557 | 0.058
| 207.302 | 0.653 | 0.064
| 269.5816 | 0.732 | 0.067
| 434.1777 | 0.762 | 0.08
| 769.5977 | 0.735 | 0.099
| 303.3905 | 0.674 | 0.115
| 161.9269 | 0.575 | 0.135
| 133.4563 | 0.452 | 0.167
| 250.8978 | 0.307 | 0.215
| 907.5025 | 0.164 | 0.259
| 387.9128 | 0.057 | 0.248
| 203.7432 | 0.04 | 0.32
| 182.3902 | 0.021 | 0.496
| 299.8317 | 0.004 | 0.627
| 457.3101 | 0 | 0.644
| 190.3976 | 0 | 0.61
| 93.4194 | 0 | 0.652
| 122.7797 | 0.009 | 0.637
| 109.4341 | 0.028 | 0.54
| 129.0077 | 0.048 | 0.456
| 77.4046 | 0.067 | 0.416
| 86.3017 | 0.079 | 0.41
| 65.8384 | 0.111 | 0.436
| 74.7355 | 0.211 | 0.516
| 239.3315 | 0.292 | 0.642
| 169.9343 | 0.256 | 0.685
| 1018.716 | 0.212 | 0.673
| 399.479 | 0.198 | 0.61
| 169.9343 | 0.178 | 0.541
| 107.6547 | 0.137 | 0.465
| 2063.2337 | 0.091 | 0.429
| 588.9869 | 0.058 | 0.356
| 302.5008 | 0.064 | 0.243
| 329.1921 | 0.077 | 0.119
| 280.2581 | 0.065 | 0.103
| 238.4418 | 0.042 | 0.245
| 320.295 | 0.019 | 0.48
| 195.7358 | 0.003 | 0.611
| 155.699 | 0 | 0.621
| 98.7576 | 0 | 0.59
| 72.9561 | 0 | 0.55
| 93.4194 | 0.007 | 0.504
| 69.3973 | 0.026 | 0.431
| 96.9782 | 0.045 | 0.323
| 98.7576 | 0.064 | 0.209
| 132.5665 | 0.194 | 0.244
| 96.0885 | 0.336 | 0.398
| 117.4415 | 0.485 | 0.494
| 71.1767 | 0.581 | 0.571
| 329.1921 | 0.64 | 0.632
| 210.8609 | 0.664 | 0.661
| 193.0667 | 0.652 | 0.661
| 190.3976 | 0.619 | 0.642
| 130.7871 | 0.558 | 0.605
| 79.184 | 0.469 | 0.559
| 73.8458 | 0.362 | 0.513
| 86.3017 | 0.252 | 0.454
| 71.1767 | 0.151 | 0.364
| 264.2434 | 0.061 | 0.278
| 536.4941 | 0.041 | 0.254
| 234.883 | 0.018 | 0.266
| 260.6846 | 0.002 | 0.282
| 338.0892 | 0 | 0.297
| 338.0892 | 0 | 0.318
| 418.1629 | 0 | 0.332
| 225.0962 | 0.007 | 0.334
| 96.9782 | 0.024 | 0.29
| 103.2062 | 0.038 | 0.192
| 122.7797 | 0.057 | 0.112
| 99.6473 | 0.191 | 0.172
| 107.6547 | 0.324 | 0.223
| 101.4268 | 0.447 | 0.267
| 353.2142 | 0.534 | 0.318
| 212.6403 | 0.582 | 0.358
| 286.4861 | 0.604 | 0.37
| 193.0667 | 0.521 | 0.366
| 99.6473 | 0.403 | 0.391
| 84.5223 | 0.22 | 0.416
| 85.412 | 0.144 | 0.45
| 272.2507 | 0.105 | 0.493
| 1253.5991 | 0.074 | 0.551
| 275.8096 | 0.051 | 0.634
| 439.5159 | 0.037 | 0.649
| 154.8092 | 0.018 | 0.655
| 188.6182 | 0.004 | 0.669
| 282.9272 | 0 | 0.73
| 231.3242 | 0 | 0.74
| 148.5813 | 0 | 0.702
| 170.824 | 0 | 0.672
| 150.3607 | 0.001 | 0.615
| 137.0151 | 0.017 | 0.588
| 91.64 | 0.053 | 0.619
| 73.8458 | 0.084 | 0.703
| 78.2943 | 0.2 | 0.851
| 70.287 | 0.353 | 0.91
| 73.8458 | 0.453 | 0.941
| 139.6842 | 0.487 | 0.958
| 251.7875 | 0.532 | 0.969
| 212.6403 | 0.504 | 0.979
| 4437.8652 | 0.418 | 0.982
| 245.5595 | 0.291 | 0.981
| 700.2005 | 0.195 | 0.984
| 546.2809 | 0.15 | 0.988
| 238.4418 | 0.106 | 0.988
| 149.471 | 0.121 | 0.983
| 355.8833 | 0.132 | 0.969
| 243.7801 | 0.079 | 0.944
| 245.5595 | 0.04 | 0.913
| 406.5967 | 0.015 | 0.874
| 267.8022 | 0 | 0.832
| 281.1479 | 0 | 0.772
| 203.7432 | 0 | 0.762
| 115.6621 | 0 | 0.75
| 86.3017 | 0.002 | 0.72
| 90.7502 | 0.015 | 0.662
| 106.765 | 0.039 | 0.625
| 79.184 | 0.078 | 0.636
| 287.3758 | 0.133 | 0.67
| 81.8532 | 0.171 | 0.68
| 109.4341 | 0.26 | 0.676
| 102.3165 | 0.31 | 0.666
| 133.4563 | 0.324 | 0.647
| 268.6919 | 0.355 | 0.601
| 774.0463 | 0.319 | 0.538
| 297.1626 | 0.281 | 0.469
| 305.17 | 0.278 | 0.404
| 249.1183 | 0.338 | 0.404
| 163.7063 | 0.307 | 0.454
| 155.699 | 0.218 | 0.507
| 148.5813 | 0.116 | 0.557
| 154.8092 | 0.059 | 0.668
| 162.8166 | 0.026 | 0.739
| 278.4787 | 0.007 | 0.739
| 313.1773 | 0 | 0.692
| 242.0007 | 0 | 0.642
| 276.6993 | 0 | 0.627
| 198.405 | 0 | 0.607
| 104.0959 | 0.002 | 0.602
| 104.0959 | 0.015 | 0.615
| 101.4268 | 0.038 | 0.601
| 93.4194 | 0.075 | 0.695
| 76.5149 | 0.122 | 0.722
| 104.9856 | 0.183 | 0.741
| 78.2943 | 0.242 | 0.745
| 93.4194 | 0.297 | 0.744
| 131.6768 | 0.36 | 0.737
| 1333.6728 | 0.398 | 0.732
| 244.6698 | 0.434 | 0.761
| 198.405 | 0.406 | 0.782
| 107.6547 | 0.399 | 0.802
| 356.773 | 0.359 | 0.832
| 90.7502 | 0.322 | 0.86
| 242.0007 | 0.224 | 0.867
| 287.3758 | 0.158 | 0.86
| 184.1696 | 0.081 | 0.844
| 272.2507 | 0.047 | 0.822
| 327.4127 | 0.018 | 0.793
| 221.5374 | 0.001 | 0.731
| 219.758 | 0 | 0.611
| 232.2139 | 0 | 0.549
| 110.3238 | 0 | 0.538
| 94.3091 | 0.003 | 0.519
| 76.5149 | 0.02 | 0.45
| 106.765 | 0.048 | 0.486
| 79.184 | 0.094 | 0.59
| 89.8605 | 0.188 | 0.686
| 82.7429 | 0.294 | 0.74
| 118.3312 | 0.414 | 0.775
| 248.2286 | 0.467 | 0.803
| 172.6034 | 0.425 | 0.822
| 173.4931 | 0.37 | 0.843
| 303.3905 | 0.388 | 0.842
| 1029.3925 | 0.435 | 0.826
| 159.2578 | 0.442 | 0.812
| 137.9048 | 0.419 | 0.786
| 130.7871 | 0.401 | 0.75
| 490.2293 | 0.287 | 0.711
| 917.2893 | 0.163 | 0.688
| 290.9346 | 0.075 | 0.654
| 363.001 | 0.043 | 0.628
| 430.6188 | 0.015 | 0.626
| 456.4204 | 0 | 0.625
| 337.1995 | 0 | 0.62
| 201.9638 | 0 | 0.574
| 153.0298 | 0 | 0.538
| 118.3312 | 0.003 | 0.513
| 157.4784 | 0.024 | 0.445
| 121.0003 | 0.052 | 0.31
| 112.1033 | 0.081 | 0.195
| 104.0959 | 0.193 | 0.278
| 88.9708 | 0.327 | 0.513
| 77.4046 | 0.459 | 0.571
| 201.9638 | 0.566 | 0.571
| 248.2286 | 0.641 | 0.575
| 414.6041 | 0.68 | 0.59
| 314.067 | 0.685 | 0.578
| 141.4636 | 0.656 | 0.556
| 290.9346 | 0.597 | 0.551
| 225.0962 | 0.497 | 0.544
| 616.5679 | 0.392 | 0.522
| 186.8387 | 0.264 | 0.495
| 157.4784 | 0.15 | 0.457
| 441.2953 | 0.079 | 0.366
| 205.5226 | 0.044 | 0.338
| 199.2947 | 0.014 | 0.386
| 258.0154 | 0 | 0.391
| 296.2729 | 0 | 0.372
| 304.2803 | 0 | 0.352
| 144.1328 | 0 | 0.343
| 109.4341 | 0.002 | 0.316
| 122.7797 | 0.022 | 0.285
| 136.1254 | 0.051 | 0.208
| 114.7724 | 0.077 | 0.168
| 104.9856 | 0.105 | 0.185
| 122.7797 | 0.147 | 0.194
| 88.0811 | 0.21 | 0.188
| 294.4935 | 0.307 | 0.179
| 162.8166 | 0.39 | 0.175
| 247.3389 | 0.411 | 0.17
| 178.8314 | 0.363 | 0.153
| 155.699 | 0.305 | 0.141
| 160.1475 | 0.303 | 0.141
| 156.5887 | 0.286 | 0.148
| 142.3533 | 0.166 | 0.167
| 831.8773 | 0.098 | 0.18
| 135.2357 | 0.064 | 0.186
| 1847.0345 | 0.038 | 0.18
| 903.054 | 0.024 | 0.182
| 185.0593 | 0.009 | 0.203
| 260.6846 | 0 | 0.223
| 305.17 | 0 | 0.233
| 305.17 | 0 | 0.236
| 86.3017 | 0 | 0.252
| 102.3165 | 0.002 | 0.274
| 91.64 | 0.024 | 0.254
| 117.4415 | 0.053 | 0.167
| 115.6621 | 0.084 | 0.121
| 125.4489 | 0.195 | 0.184
| 126.3386 | 0.336 | 0.183
| 111.2135 | 0.473 | 0.171
| 132.5665 | 0.589 | 0.176
| 94.3091 | 0.676 | 0.2
| 379.9055 | 0.728 | 0.218
| 170.824 | 0.742 | 0.232
| 4256.3647 | 0.715 | 0.247
| 2208.2562 | 0.645 | 0.251
| 350.5451 | 0.536 | 0.234
| 183.2799 | 0.379 | 0.215
| 194.8461 | 0.243 | 0.211
| 637.9209 | 0.134 | 0.212
| 2207.3664 | 0.065 | 0.217
| 197.5153 | 0.032 | 0.227
| 202.8535 | 0.009 | 0.241
| 450.1924 | 0 | 0.31
| 331.8612 | 0 | 0.388
| 295.3832 | 0 | 0.466
| 252.6772 | 0 | 0.469
| 112.1033 | 0.001 | 0.49
| 79.184 | 0.022 | 0.522
| 97.8679 | 0.052 | 0.529
| 94.3091 | 0.083 | 0.697
| 91.64 | 0.189 | 0.85
| 72.0664 | 0.289 | 0.899
| 131.6768 | 0.397 | 0.93
| 94.3091 | 0.503 | 0.945
| 269.5816 | 0.574 | 0.948
| 176.1623 | 0.6 | 0.943
| 246.4492 | 0.576 | 0.929
| 292.714 | 0.556 | 0.911
| 2587.2719 | 0.527 | 0.898
| 1900.417 | 0.429 | 0.893
| 2366.6243 | 0.283 | 0.88
| 1223.349 | 0.181 | 0.849
| 1718.9166 | 0.105 | 0.795
| 228.655 | 0.064 | 0.722
| 792.7301 | 0.029 | 0.653
| 229.5447 | 0.007 | 0.605
| 175.2725 | 0 | 0.552
| 252.6772 | 0 | 0.489
| 263.3537 | 0 | 0.447
| 107.6547 | 0 | 0.442
| 111.2135 | 0 | 0.425
| 76.5149 | 0.007 | 0.401
| 92.5297 | 0.031 | 0.345
| 88.0811 | 0.062 | 0.305
| 77.4046 | 0.106 | 0.398
| 84.5223 | 0.147 | 0.47
| 79.184 | 0.147 | 0.516
| 78.2943 | 0.106 | 0.471
| 258.9051 | 0.104 | 0.347
| 137.0151 | 0.161 | 0.259
| 168.1549 | 0.246 | 0.224
| 124.5592 | 0.278 | 0.207
| 90.7502 | 0.207 | 0.181
| 205.5226 | 0.159 | 0.131
| 217.9785 | 0.14 | 0.086
| 87.1914 | 0.098 | 0.051
| 306.0597 | 0.053 | 0.02
| 242.8904 | 0.021 | 0.003
| 2867.53 | 0.007 | 0.001
| 1316.7684 | 0.001 | 0.005
| 258.0154 | 0 | 0.028
| 215.3094 | 0 | 0.07
| 200.1844 | 0 | 0.117
| 145.0225 | 0 | 0.128
| 99.6473 | 0 | 0.113
| 89.8605 | 0.006 | 0.095
| 89.8605 | 0.029 | 0.074
| 73.8458 | 0.072 | 0.045
| 86.3017 | 0.144 | 0.047
| 87.1914 | 0.239 | 0.082
| 75.6252 | 0.379 | 0.15
| 95.1988 | 0.507 | 0.252
| 119.2209 | 0.559 | 0.314
| 312.2876 | 0.545 | 0.352
| 98.7576 | 0.524 | 0.383
| 319.4053 | 0.5 | 0.413
| 119.2209 | 0.449 | 0.422
| 120.1106 | 0.416 | 0.422
| 342.5377 | 0.349 | 0.416
| 1369.2612 | 0.235 | 0.395
| 393.2511 | 0.123 | 0.335
| 210.8609 | 0.05 | 0.285
| 720.6638 | 0.016 | 0.265
| 234.883 | 0.001 | 0.252
| 438.6262 | 0 | 0.267
| 392.3614 | 0 | 0.312
| 271.3611 | 0 | 0.325
| 129.0077 | 0 | 0.305
| 104.0959 | 0 | 0.278
| 88.0811 | 0.007 | 0.278
| 118.3312 | 0.028 | 0.261
| 80.9635 | 0.063 | 0.291
| 94.3091 | 0.143 | 0.395
| 94.3091 | 0.27 | 0.495
| 96.0885 | 0.408 | 0.566
| 408.3761 | 0.526 | 0.583
| 135.2357 | 0.622 | 0.544
| 149.471 | 0.668 | 0.474
| 82.7429 | 0.638 | 0.376
| 985.7969 | 0.586 | 0.266
| 363.8907 | 0.476 | 0.173
| 207.302 | 0.341 | 0.102
| 176.1623 | 0.2 | 0.049
| 180.6108 | 0.085 | 0.014
| 288.2655 | 0.045 | 0.002
| 172.6034 | 0.029 | 0.001
| 223.3168 | 0.011 | 0.011
| 358.5525 | 0.001 | 0.093
| 1006.2602 | 0 | 0.246
| 295.3832 | 0 | 0.345
| 250.008 | 0 | 0.391
| 204.6329 | 0 | 0.432
| 129.0077 | 0 | 0.459
| 114.7724 | 0 | 0.477
| 89.8605 | 0.004 | 0.562
| 94.3091 | 0.012 | 0.633
| 79.184 | 0.025 | 0.708
| 97.8679 | 0.044 | 0.739
| 80.0738 | 0.068 | 0.781
| 151.2504 | 0.086 | 0.835
| 153.0298 | 0.092 | 0.87
| 1433.3201 | 0.076 | 0.89
| 1050.7456 | 0.082 | 0.895
| 1044.5176 | 0.072 | 0.858
| 226.8756 | 0.059 | 0.777
| 86.3017 | 0.053 | 0.701
| 351.4348 | 0.046 | 0.665
| 310.5082 | 0.033 | 0.661
| 209.0815 | 0.018 | 0.674
| 186.8387 | 0.008 | 0.69
| 200.1844 | 0.002 | 0.672
| 295.3832 | 0 | 0.601
| 214.4197 | 0 | 0.541
| 339.8686 | 0 | 0.504
| 146.8019 | 0 | 0.457
| 93.4194 | 0 | 0.425
| 110.3238 | 0 | 0.407
| 93.4194 | 0 | 0.391
| 79.184 | 0.008 | 0.402
| 97.8679 | 0.024 | 0.391
| 111.2135 | 0.06 | 0.388
| 101.4268 | 0.104 | 0.367
| 553.3986 | 0.161 | 0.294
| 89.8605 | 0.222 | 0.214
| 98.7576 | 0.262 | 0.152
| 79.184 | 0.306 | 0.1
| 89.8605 | 0.311 | 0.068
| 209.0815 | 0.278 | 0.05
| 129.8974 | 0.235 | 0.043
| 68.5075 | 0.179 | 0.044
| 264.2434 | 0.144 | 0.052
| 568.5236 | 0.146 | 0.059
| 436.8468 | 0.135 | 0.06
| 161.0372 | 0.077 | 0.064
| 329.1921 | 0.037 | 0.086
| 209.0815 | 0.007 | 0.156
| 403.0379 | 0 | 0.245
| 227.7653 | 0 | 0.302
| 227.7653 | 0 | 0.328
| 83.6326 | 0 | 0.312
| 103.2062 | 0 | 0.278
| 88.9708 | 0.011 | 0.235
| 88.9708 | 0.041 | 0.174
| 67.6178 | 0.076 | 0.153
| 97.8679 | 0.105 | 0.173
| 73.8458 | 0.116 | 0.168
| 73.8458 | 0.141 | 0.148
| 225.9859 | 0.163 | 0.133
| 112.993 | 0.177 | 0.132
| 2629.9779 | 0.165 | 0.146
| 1240.2535 | 0.152 | 0.164
| 143.243 | 0.147 | 0.171
| 344.3171 | 0.126 | 0.153
| 647.7077 | 0.121 | 0.122
| 3831.0843 | 0.108 | 0.093
| 1404.8495 | 0.082 | 0.068
| 599.6634 | 0.054 | 0.051
| 262.464 | 0.027 | 0.04
| 298.942 | 0.009 | 0.04
| 280.2581 | 0 | 0.054
| 379.0158 | 0 | 0.068
| 261.5743 | 0 | 0.066
| 211.7506 | 0 | 0.049
| 168.1549 | 0 | 0.033
| 118.3312 | 0 | 0.019
| 114.7724 | 0.005 | 0.01
| 127.2283 | 0.023 | 0.003
| 95.1988 | 0.041 | 0.001
| 118.3312 | 0.071 | 0.001
| 110.3238 | 0.121 | 0.001
| 100.537 | 0.183 | 0.001
| 266.0228 | 0.223 | 0.002
| 96.9782 | 0.267 | 0.003
| 848.7818 | 0.304 | 0.005
| 1133.4885 | 0.276 | 0.012
| 2612.1838 | 0.269 | 0.029
| 618.3473 | 0.259 | 0.054
| 786.5022 | 0.246 | 0.084
| 261.5743 | 0.186 | 0.121
| 589.8766 | 0.128 | 0.163
| 607.6708 | 0.072 | 0.203
| 85.412 | 0.037 | 0.236
| 97.8679 | 0.015 | 0.316
| 169.0446 | 0.001 | 0.379
| 155.699 | 0 | 0.374
| 279.3684 | 0 | 0.361
| 217.0888 | 0 | 0.329
| 150.3607 | 0 | 0.266
| 96.0885 | 0 | 0.22
| 96.9782 | 0.005 | 0.161
| 81.8532 | 0.03 | 0.119
| 88.9708 | 0.07 | 0.088
| 68.5075 | 0.139 | 0.065
| 213.53 | 0.249 | 0.049
| 128.118 | 0.365 | 0.038
| 340.7583 | 0.52 | 0.03
| 314.9568 | 0.558 | 0.024
| 676.1783 | 0.613 | 0.017
| 1421.754 | 0.513 | 0.009
| 366.5598 | 0.537 | 0.003
| 96.9782 | 0.47 | 0.001
| 67.6178 | 0.393 | 0.001
| 81.8532 | 0.305 | 0.002
| 77.4046 | 0.195 | 0.006
| 117.4415 | 0.09 | 0.036
| 189.5079 | 0.049 | 0.133
| 131.6768 | 0.018 | 0.255
| 144.1328 | 0 | 0.328
| 104.9856 | 0 | 0.306
| 112.1033 | 0 | 0.249
| 74.7355 | 0 | 0.182
| 82.7429 | 0 | 0.133
| 72.0664 | 0 | 0.098
| 90.7502 | 0.002 | 0.069
| 70.287 | 0.018 | 0.046
| 77.4046 | 0.056 | 0.034
| 68.5075 | 0.118 | 0.042
| 144.1328 | 0.202 | 0.068
| 103.2062 | 0.332 | 0.088
| 322.0744 | 0.442 | 0.084
| 452.8616 | 0.535 | 0.062
| 667.2813 | 0.673 | 0.042
| 145.9122 | 0.726 | 0.03
| 88.0811 | 0.7 | 0.022
| 97.8679 | 0.637 | 0.014
| 645.0386 | 0.546 | 0.008
| 1763.4019 | 0.424 | 0.005
| 105.8753 | 0.278 | 0.005
| 2495.632 | 0.15 | 0.008
| 169.0446 | 0.06 | 0.037
| 673.5092 | 0.029 | 0.144
| 372.7878 | 0.002 | 0.246
| 212.6403 | 0 | 0.289
| 175.2725 | 0 | 0.281
| 159.2578 | 0 | 0.241
| 105.8753 | 0 | 0.19
| 87.1914 | 0 | 0.149
| 98.7576 | 0.008 | 0.131
| 71.1767 | 0.039 | 0.118
| 84.5223 | 0.071 | 0.077
| 81.8532 | 0.178 | 0.027
| 121.89 | 0.276 | 0.035
| 366.5598 | 0.32 | 0.113
| 114.7724 | 0.293 | 0.209
| 141.4636 | 0.242 | 0.289
| 113.8827 | 0.188 | 0.302
| 844.3332 | 0.154 | 0.249
| 106.765 | 0.152 | 0.201
| 91.64 | 0.152 | 0.178
| 83.6326 | 0.146 | 0.144
| 106.765 | 0.141 | 0.105
| 102.3165 | 0.132 | 0.08
| 108.5444 | 0.103 | 0.084
| 106.765 | 0.048 | 0.155
| 228.655 | 0.014 | 0.278
| 346.0965 | 0 | 0.425
| 337.1995 | 0 | 0.601
| 298.0523 | 0 | 0.742
| 229.5447 | 0 | 0.764
| 223.3168 | 0 | 0.748
| 185.949 | 0 | 0.693
| 171.7137 | 0 | 0.69
| 184.1696 | 0.004 | 0.701
| 166.3755 | 0.021 | 0.686
| 172.6034 | 0.072 | 0.586
| 155.699 | 0.164 | 0.516
| 129.0077 | 0.308 | 0.519
| 104.0959 | 0.348 | 0.388
| 346.0965 | 0.379 | 0.206
| 167.2652 | 0.368 | 0.096
| 659.2739 | 0.378 | 0.043
| 821.2008 | 0.379 | 0.029
| 208.1918 | 0.371 | 0.035
| 221.5374 | 0.267 | 0.058
| 1016.9366 | 0.158 | 0.087
| 343.4274 | 0.12 | 0.121
| 347.876 | 0.091 | 0.2
| 495.5675 | 0.043 | 0.318
| 432.3983 | 0.009 | 0.464
| 473.3248 | 0 | 0.556
| 363.8907 | 0 | 0.604
| 276.6993 | 0 | 0.643
| 274.9199 | 0 | 0.656
| 139.6842 | 0 | 0.669
| 106.765 | 0 | 0.682
| 112.993 | 0.003 | 0.674
| 118.3312 | 0.024 | 0.657
| 124.5592 | 0.05 | 0.669
| 95.1988 | 0.085 | 0.7
| 153.9195 | 0.155 | 0.635
| 371.0084 | 0.243 | 0.622
| 113.8827 | 0.325 | 0.647
| 118.3312 | 0.385 | 0.679
| 1105.9075 | 0.333 | 0.675
| 330.9715 | 0.254 | 0.568
| 157.4784 | 0.245 | 0.464
| 97.8679 | 0.227 | 0.341
| 196.6255 | 0.209 | 0.219
| 1830.13 | 0.176 | 0.101
| 549.8397 | 0.136 | 0.045
| 365.6701 | 0.08 | 0.071
| 330.0818 | 0.037 | 0.24
| 3340.8549 | 0.011 | 0.472
| 794.5096 | 0 | 0.474
| 264.2434 | 0 | 0.374
| 201.9638 | 0 | 0.282
| 201.9638 | 0 | 0.225
| 100.537 | 0 | 0.189
| 93.4194 | 0 | 0.165
| 86.3017 | 0.004 | 0.141
| 79.184 | 0.033 | 0.099
| 75.6252 | 0.072 | 0.045
| 80.9635 | 0.145 | 0.029
| 144.1328 | 0.247 | 0.012
| 392.3614 | 0.391 | 0.012
| 170.824 | 0.495 | 0.03
| 195.7358 | 0.49 | 0.045
| 588.9869 | 0.323 | 0.041
| 484.8911 | 0.327 | 0.03
| 128.118 | 0.242 | 0.021
| 992.9146 | 0.263 | 0.014
| 696.6416 | 0.187 | 0.015
| 98.7576 | 0.146 | 0.024
| 880.8113 | 0.124 | 0.054
| 215.3094 | 0.086 | 0.117
| 337.1995 | 0.044 | 0.199
| 206.4123 | 0.012 | 0.27
| 1515.1733 | 0 | 0.338
| 264.2434 | 0 | 0.358
| 202.8535 | 0 | 0.359
| 192.177 | 0 | 0.346
| 152.1401 | 0 | 0.341
| 129.8974 | 0 | 0.326
| 121.0003 | 0 | 0.332
| 113.8827 | 0.012 | 0.347
| 116.5518 | 0.041 | 0.362
| 112.1033 | 0.087 | 0.397
| 250.008 | 0.133 | 0.4
| 188.6182 | 0.189 | 0.367
| 304.2803 | 0.213 | 0.337
| 220.6477 | 0.257 | 0.316
| 1157.5106 | 0.245 | 0.308
| 578.3104 | 0.256 | 0.311
| 136.1254 | 0.204 | 0.313
| 80.0738 | 0.175 | 0.329
| 599.6634 | 0.14 | 0.341
| 1056.0838 | 0.1 | 0.348
| 3668.2676 | 0.072 | 0.364
| 176.1623 | 0.034 | 0.381
| 369.229 | 0.013 | 0.391
| 112.1033 | 0.002 | 0.435
| 140.5739 | 0 | 0.477
| 224.2065 | 0 | 0.538
| 154.8092 | 0 | 0.544
| 201.0741 | 0 | 0.525
| 81.8532 | 0 | 0.488
| 92.5297 | 0 | 0.452
| 80.9635 | 0 | 0.421
| 96.9782 | 0.011 | 0.399
| 69.3973 | 0.038 | 0.391
| 85.412 | 0.085 | 0.403
| 86.3017 | 0.121 | 0.405
| 136.1254 | 0.147 | 0.404
| 230.4345 | 0.183 | 0.411
| 280.2581 | 0.207 | 0.403
| 1391.5039 | 0.212 | 0.393
| 251.7875 | 0.187 | 0.385
| 78.2943 | 0.182 | 0.372
| 86.3017 | 0.178 | 0.355
| 72.9561 | 0.184 | 0.344
| 112.1033 | 0.133 | 0.32
| 993.8042 | 0.106 | 0.291
| 484.0014 | 0.071 | 0.239
| 129.8974 | 0.034 | 0.182
| 84.5223 | 0.011 | 0.181
| 483.1116 | 0 | 0.228
| 182.3902 | 0 | 0.236
| 252.6772 | 0 | 0.212
| 292.714 | 0 | 0.166
| 103.2062 | 0 | 0.119
| 95.1988 | 0 | 0.087
| 85.412 | 0.001 | 0.061
| 67.6178 | 0.025 | 0.031
| 98.7576 | 0.062 | 0.006
| 66.7281 | 0.114 | 0.002
| 81.8532 | 0.166 | 0.001
| 139.6842 | 0.23 | 0
| 429.7291 | 0.271 | 0.001
| 1765.1813 | 0.352 | 0.001
| 1244.702 | 0.505 | 0.001
| 655.715 | 0.44 | 0.002
| 976.0101 | 0.433 | 0.002
| 1160.1797 | 0.293 | 0.005
| 936.8629 | 0.218 | 0.008
| 886.1495 | 0.17 | 0.011
| 351.4348 | 0.102 | 0.015
| 359.4422 | 0.057 | 0.035
| 127.2283 | 0.026 | 0.087
| 111.2135 | 0.005 | 0.155
| 296.2729 | 0 | 0.207
| 184.1696 | 0 | 0.22
| 198.405 | 0 | 0.209
| 184.1696 | 0 | 0.186
| 104.9856 | 0 | 0.167
| 99.6473 | 0 | 0.159
| 77.4046 | 0 | 0.156
| 96.9782 | 0.004 | 0.149
| 81.8532 | 0.018 | 0.138
| 84.5223 | 0.044 | 0.146
| 68.5075 | 0.076 | 0.192
| 103.2062 | 0.115 | 0.246
| 75.6252 | 0.149 | 0.274
| 251.7875 | 0.177 | 0.27
| 156.5887 | 0.244 | 0.272
| 167.2652 | 0.29 | 0.285
| 1395.9524 | 0.311 | 0.29
| 502.6852 | 0.27 | 0.27
| 212.6403 | 0.21 | 0.247
| 185.949 | 0.172 | 0.227
| 406.5967 | 0.126 | 0.223
| 242.8904 | 0.074 | 0.243
| 251.7875 | 0.031 | 0.321
| 551.6192 | 0.006 | 0.362
| 243.7801 | 0 | 0.403
| 320.295 | 0 | 0.362
| 172.6034 | 0 | 0.311
| 123.6695 | 0 | 0.265
| 119.2209 | 0 | 0.251
| 80.9635 | 0 | 0.235
| 94.3091 | 0 | 0.23
| 75.6252 | 0.009 | 0.207
| 98.7576 | 0.034 | 0.162
| 71.1767 | 0.079 | 0.159
| 83.6326 | 0.136 | 0.197
| 361.2216 | 0.186 | 0.231
| 107.6547 | 0.212 | 0.227
| 76.5149 | 0.279 | 0.207
| 543.6118 | 0.342 | 0.189
| 139.6842 | 0.378 | 0.181
| 113.8827 | 0.446 | 0.189
| 115.6621 | 0.443 | 0.213
| 76.5149 | 0.411 | 0.259
| 280.2581 | 0.314 | 0.328
| 629.0238 | 0.187 | 0.403
| 184.1696 | 0.097 | 0.462
| 298.0523 | 0.039 | 0.501
| 665.5019 | 0.007 | 0.512
| 221.5374 | 0 | 0.501
| 303.3905 | 0 | 0.46
| 125.4489 | 0 | 0.447
| 78.2943 | 0 | 0.435
| 97.8679 | 0 | 0.41
| 88.0811 | 0 | 0.362
| 91.64 | 0 | 0.332
| 74.7355 | 0.015 | 0.27
| 80.0738 | 0.047 | 0.286
| 88.9708 | 0.115 | 0.36
| 85.412 | 0.212 | 0.466
| 364.7804 | 0.367 | 0.513
| 448.413 | 0.416 | 0.516
| 949.3188 | 0.447 | 0.492
| 792.7301 | 0.466 | 0.461
| 118.3312 | 0.353 | 0.441
| 248.2286 | 0.351 | 0.447
| 404.8173 | 0.265 | 0.464
| 259.7948 | 0.251 | 0.486
| 1476.9158 | 0.168 | 0.51
| 158.3681 | 0.102 | 0.501
| 179.7211 | 0.066 | 0.429
| 186.8387 | 0.034 | 0.389
| 371.0084 | 0.007 | 0.437
| 1426.2025 | 0 | 0.472
| 190.3976 | 0 | 0.466
| 105.8753 | 0 | 0.447
| 105.8753 | 0 | 0.431
| 85.412 | 0 | 0.419
| 87.1914 | 0 | 0.362
| 84.5223 | 0 | 0.315
| 67.6178 | 0.011 | 0.316
| 88.0811 | 0.043 | 0.311
| 76.5149 | 0.099 | 0.302
| 105.8753 | 0.178 | 0.33
| 377.2363 | 0.3 | 0.395
| 178.8314 | 0.452 | 0.402
| 348.7657 | 0.545 | 0.371
| 1702.9018 | 0.606 | 0.338
| 2915.5742 | 0.614 | 0.328
| 2653.1104 | 0.572 | 0.332
| 339.8686 | 0.483 | 0.343
| 89.8605 | 0.393 | 0.368
| 91.64 | 0.289 | 0.403
| 1180.643 | 0.186 | 0.429
| 277.589 | 0.1 | 0.367
| 94.3091 | 0.04 | 0.379
| 82.7429 | 0.007 | 0.484
| 105.8753 | 0 | 0.578
| 413.7144 | 0 | 0.621
| 306.9494 | 0 | 0.605
| 140.5739 | 0 | 0.541
| 78.2943 | 0 | 0.471
| 109.4341 | 0 | 0.453
| 75.6252 | 0 | 0.432
| 70.287 | 0.018 | 0.364
| 101.4268 | 0.053 | 0.227
| 70.287 | 0.144 | 0.146
| 72.9561 | 0.278 | 0.247
| 319.4053 | 0.411 | 0.413
| 93.4194 | 0.518 | 0.466
| 136.1254 | 0.595 | 0.464
| 339.8686 | 0.641 | 0.454
| 150.3607 | 0.655 | 0.469
| 464.4278 | 0.596 | 0.498
| 923.5173 | 0.473 | 0.521
| 689.5239 | 0.325 | 0.538
| 615.6782 | 0.216 | 0.54
| 1532.9675 | 0.146 | 0.525
| 2186.9031 | 0.085 | 0.491
| 585.4281 | 0.036 | 0.538
| 629.0238 | 0.005 | 0.591
| 388.8026 | 0 | 0.638
| 282.0375 | 0 | 0.676
| 193.0667 | 0 | 0.672
| 103.2062 | 0 | 0.601
| 96.9782 | 0 | 0.571
| 125.4489 | 0 | 0.535
| 95.1988 | 0 | 0.47
| 112.993 | 0.003 | 0.441
| 109.4341 | 0.015 | 0.416
| 96.0885 | 0.039 | 0.447
| 99.6473 | 0.075 | 0.427
| 116.5518 | 0.105 | 0.434
| 159.2578 | 0.121 | 0.488
| 292.714 | 0.116 | 0.486
| 613.8988 | 0.124 | 0.451
| 272.2507 | 0.132 | 0.391
| 323.8538 | 0.147 | 0.355
| 275.8096 | 0.148 | 0.326
| 416.3835 | 0.127 | 0.309
| 175.2725 | 0.077 | 0.312
| 245.5595 | 0.04 | 0.34
| 342.5377 | 0.019 | 0.343
| 203.7432 | 0.006 | 0.315
| 187.7285 | 0 | 0.302
| 3055.2585 | 0 | 0.264
| 449.3027 | 0 | 0.206
| 91.64 | 0 | 0.176
| 187.7285 | 0 | 0.168
| 139.6842 | 0 | 0.167
| 69.3973 | 0 | 0.18
| 86.3017 | 0 | 0.184
| 68.5075 | 0.001 | 0.183
| 78.2943 | 0.013 | 0.182
| 98.7576 | 0.034 | 0.204
| 152.1401 | 0.07 | 0.245
| 153.0298 | 0.107 | 0.28
| 103.2062 | 0.148 | 0.278
| 1047.1868 | 0.205 | 0.261
| 93.4194 | 0.26 | 0.253
| 413.7144 | 0.298 | 0.252
| 160.1475 | 0.329 | 0.252
| 145.9122 | 0.263 | 0.257
| 136.1254 | 0.212 | 0.272
| 556.9574 | 0.147 | 0.311
| 501.7955 | 0.1 | 0.343
| 976.8998 | 0.061 | 0.355
| 265.1331 | 0.024 | 0.465
| 250.008 | 0.002 | 0.538
| 3697.628 | 0 | 0.535
| 689.5239 | 0 | 0.516
| 204.6329 | 0 | 0.461
| 175.2725 | 0 | 0.419
| 125.4489 | 0 | 0.379
| 72.0664 | 0 | 0.347
| 76.5149 | 0 | 0.328
| 85.412 | 0.005 | 0.312
| 84.5223 | 0.033 | 0.295
| 66.7281 | 0.099 | 0.279
| 152.1401 | 0.149 | 0.273
| 190.3976 | 0.198 | 0.264
| 398.5894 | 0.257 | 0.228
| 115.6621 | 0.306 | 0.174
| 142.3533 | 0.337 | 0.118
| 1425.3128 | 0.328 | 0.094
| 314.067 | 0.35 | 0.093
| 299.8317 | 0.344 | 0.106
| 321.1847 | 0.323 | 0.137
| 465.3175 | 0.264 | 0.174
| 300.7214 | 0.158 | 0.21
| 236.6624 | 0.082 | 0.241
| 224.2065 | 0.032 | 0.343
| 661.0533 | 0.002 | 0.443
| 363.001 | 0 | 0.484
| 286.4861 | 0 | 0.454
| 90.7502 | 0 | 0.406
| 83.6326 | 0 | 0.369
| 91.64 | 0 | 0.348
| 74.7355 | 0 | 0.341
| 82.7429 | 0 | 0.382
| 70.287 | 0.006 | 0.369
| 85.412 | 0.034 | 0.358
| 72.9561 | 0.078 | 0.388
| 123.6695 | 0.144 | 0.432
| 145.0225 | 0.197 | 0.535
| 371.8981 | 0.211 | 0.589
| 333.6406 | 0.225 | 0.617
| 1127.2604 | 0.25 | 0.654
| 126.3386 | 0.242 | 0.697
| 101.4268 | 0.164 | 0.704
| 188.6182 | 0.102 | 0.666
| 333.6406 | 0.067 | 0.594
| 1500.938 | 0.046 | 0.571
| 413.7144 | 0.03 | 0.583
| 201.9638 | 0.017 | 0.545
| 2628.1984 | 0.005 | 0.468
| 300.7214 | 0 | 0.315
| 386.1334 | 0 | 0.212
| 285.5964 | 0 | 0.146
| 125.4489 | 0 | 0.149
| 81.8532 | 0 | 0.263
| 82.7429 | 0 | 0.385
| 84.5223 | 0 | 0.479
| 88.9708 | 0 | 0.476
| 66.7281 | 0.007 | 0.509
| 77.4046 | 0.039 | 0.519
| 85.412 | 0.114 | 0.509
| 136.1254 | 0.209 | 0.5
| 389.6922 | 0.315 | 0.525
| 207.302 | 0.433 | 0.543
| 288.2655 | 0.502 | 0.534
| 1387.945 | 0.535 | 0.464
| 403.0379 | 0.548 | 0.388
| 192.177 | 0.554 | 0.332
| 2515.2054 | 0.541 | 0.294
| 467.0969 | 0.482 | 0.27
| 426.1703 | 0.366 | 0.236
| 536.4941 | 0.226 | 0.184
| 162.8166 | 0.094 | 0.076
| 832.767 | 0.03 | 0.038
| 509.8029 | 0.001 | 0.051
| 552.5089 | 0 | 0.103
| 429.7291 | 0 | 0.179
| 179.7211 | 0 | 0.251
| 179.7211 | 0 | 0.291
| 98.7576 | 0 | 0.292
| 88.9708 | 0 | 0.286
| 83.6326 | 0 | 0.29
| 70.287 | 0.005 | 0.272
| 88.0811 | 0.037 | 0.204
| 71.1767 | 0.107 | 0.093
| 109.4341 | 0.23 | 0.034
| 585.4281 | 0.374 | 0.054
| 345.2068 | 0.502 | 0.103
| 482.2219 | 0.593 | 0.152
| 1008.0396 | 0.64 | 0.174
| 720.6638 | 0.642 | 0.165
| 88.9708 | 0.601 | 0.142
| 96.9782 | 0.544 | 0.128
| 90.7502 | 0.442 | 0.122
| 317.6259 | 0.324 | 0.118
| 351.4348 | 0.19 | 0.102
| 627.2444 | 0.082 | 0.11
| 137.0151 | 0.024 | 0.155
| 367.4495 | 0 | 0.199
| 185.0593 | 0 | 0.217
| 408.3761 | 0 | 0.2
| 185.0593 | 0 | 0.159
| 94.3091 | 0 | 0.108
| 98.7576 | 0 | 0.063
| 81.8532 | 0 | 0.027
| 83.6326 | 0 | 0.006
| 74.7355 | 0.002 | 0
| 88.0811 | 0.02 | 0
| 72.9561 | 0.052 | 0
| 116.5518 | 0.095 | 0
| 195.7358 | 0.14 | 0
| 631.6929 | 0.186 | 0.001
| 209.0815 | 0.244 | 0.005
| 2314.1315 | 0.279 | 0.017
| 1213.5622 | 0.282 | 0.04
| 366.5598 | 0.265 | 0.076
| 83.6326 | 0.24 | 0.125
| 121.0003 | 0.188 | 0.182
| 1172.6356 | 0.13 | 0.243
| 836.3258 | 0.079 | 0.3
| 172.6034 | 0.039 | 0.337
| 219.758 | 0.012 | 0.367
| 103.2062 | 0 | 0.387
| 252.6772 | 0 | 0.367
| 149.471 | 0 | 0.328
| 207.302 | 0 | 0.291
| 156.5887 | 0 | 0.267
| 126.3386 | 0 | 0.223
| 90.7502 | 0 | 0.192
| 102.3165 | 0 | 0.155
| 93.4194 | 0.003 | 0.111
| 83.6326 | 0.028 | 0.056
| 73.8458 | 0.071 | 0.028
| 90.7502 | 0.133 | 0.031
| 97.8679 | 0.156 | 0.032
| 68.5075 | 0.178 | 0.04
| 378.1261 | 0.147 | 0.044
| 263.3537 | 0.144 | 0.045
| 119.2209 | 0.136 | 0.042
| 89.8605 | 0.121 | 0.036
| 88.9708 | 0.099 | 0.027
| 72.9561 | 0.084 | 0.019
| 103.2062 | 0.069 | 0.014
| 170.824 | 0.044 | 0.017
| 169.9343 | 0.024 | 0.028
| 122.7797 | 0.008 | 0.054
| 104.9856 | 0 | 0.093
| 486.6705 | 0 | 0.131
| 325.6333 | 0 | 0.138
| 371.8981 | 0 | 0.129
| 314.067 | 0 | 0.112
| 134.346 | 0 | 0.089
| 94.3091 | 0 | 0.065
| 73.8458 | 0 | 0.047
| 82.7429 | 0.001 | 0.035
| 88.9708 | 0.018 | 0.019
| 68.5075 | 0.05 | 0.009
| 88.9708 | 0.12 | 0.005
| 82.7429 | 0.23 | 0.003
| 94.3091 | 0.345 | 0.001
| 310.5082 | 0.401 | 0
| 82.7429 | 0.453 | 0
| 1500.0483 | 0.495 | 0
| 145.0225 | 0.482 | 0
| 182.3902 | 0.479 | 0
| 208.1918 | 0.403 | 0
| 228.655 | 0.272 | 0
| 203.7432 | 0.14 | 0
| 629.9135 | 0.066 | 0.004
| 247.3389 | 0.019 | 0.025
| 214.4197 | 0 | 0.058
| 317.6259 | 0 | 0.093
| 308.7288 | 0 | 0.119
| 251.7875 | 0 | 0.13
| 163.7063 | 0 | 0.124
| 95.1988 | 0 | 0.111
| 70.287 | 0 | 0.097
| 98.7576 | 0 | 0.089
| 79.184 | 0.002 | 0.087
| 71.1767 | 0.031 | 0.085
| 92.5297 | 0.089 | 0.057
| 80.0738 | 0.191 | 0.02
| 634.3621 | 0.289 | 0.022
| 185.0593 | 0.275 | 0.028
| 137.9048 | 0.213 | 0.041
| 1148.6135 | 0.169 | 0.05
| 177.052 | 0.142 | 0.065
| 192.177 | 0.161 | 0.079
| 102.3165 | 0.194 | 0.088
| 89.8605 | 0.218 | 0.099
| 698.4211 | 0.222 | 0.111
| 532.9353 | 0.146 | 0.134
| 147.6916 | 0.065 | 0.164
| 153.0298 | 0.017 | 0.199
| 929.7452 | 0 | 0.22
| 197.5153 | 0 | 0.218
| 492.8984 | 0 | 0.194
| 346.9862 | 0 | 0.167
| 137.9048 | 0 | 0.152
| 96.9782 | 0 | 0.153
| 91.64 | 0 | 0.164
| 74.7355 | 0 | 0.184
| 91.64 | 0.001 | 0.205
| 81.8532 | 0.032 | 0.192
| 75.6252 | 0.105 | 0.122
| 80.0738 | 0.226 | 0.085
| 492.8984 | 0.35 | 0.203
| 217.0888 | 0.452 | 0.243
| 279.3684 | 0.539 | 0.217
| 1757.174 | 0.555 | 0.187
| 282.0375 | 0.581 | 0.164
| 193.9564 | 0.556 | 0.144
| 362.1113 | 0.392 | 0.125
| 264.2434 | 0.39 | 0.11
| 371.0084 | 0.215 | 0.094
| 180.6108 | 0.12 | 0.07
| 261.5743 | 0.054 | 0.055
| 436.8468 | 0.014 | 0.068
| 1198.4371 | 0 | 0.084
| 285.5964 | 0 | 0.104
| 323.8538 | 0 | 0.123
| 364.7804 | 0 | 0.137
| 137.9048 | 0 | 0.142
| 108.5444 | 0 | 0.152
| 74.7355 | 0 | 0.163
| 97.8679 | 0 | 0.174
| 81.8532 | 0 | 0.183
| 89.8605 | 0.024 | 0.175
| 67.6178 | 0.075 | 0.121
| 100.537 | 0.162 | 0.061
| 461.7586 | 0.28 | 0.064
| 539.1633 | 0.404 | 0.091
| 326.523 | 0.446 | 0.108
| 445.7439 | 0.361 | 0.139
| 220.6477 | 0.21 | 0.163
| 86.3017 | 0.121 | 0.161
| 94.3091 | 0.093 | 0.13
| 275.8096 | 0.087 | 0.078
| 1731.3724 | 0.081 | 0.038
| 200.1844 | 0.066 | 0.02
| 709.9872 | 0.032 | 0.016
| 653.0459 | 0.007 | 0.025
| 737.5682 | 0 | 0.035
| 1239.3637 | 0 | 0.039
| 919.0687 | 0 | 0.041
| 651.2665 | 0 | 0.036
| 651.2665 | 0 | 0.027
| 88.9708 | 0 | 0.021
| 91.64 | 0 | 0.02
| 87.1914 | 0 | 0.018
| 102.3165 | 0 | 0.018
| 74.7355 | 0.024 | 0.018
| 78.2943 | 0.083 | 0.011
| 88.0811 | 0.191 | 0.005
| 330.0818 | 0.344 | 0.006
| 102.3165 | 0.449 | 0.006
| 177.052 | 0.496 | 0.006
| 266.9125 | 0.515 | 0.005
| 501.7955 | 0.543 | 0.004
| 126.3386 | 0.533 | 0.005
| 126.3386 | 0.501 | 0.014
| 90.7502 | 0.409 | 0.04
| 328.3024 | 0.275 | 0.092
| 260.6846 | 0.161 | 0.171
| 332.7509 | 0.068 | 0.274
| 121.0003 | 0.014 | 0.387
| 1008.0396 | 0 | 0.469
| 1053.4147 | 0 | 0.458
| 189.5079 | 0 | 0.399
| 210.8609 | 0 | 0.352
| 209.0815 | 0 | 0.323
| 130.7871 | 0 | 0.273
| 105.8753 | 0 | 0.238
| 82.7429 | 0 | 0.225
| 95.1988 | 0 | 0.227
| 88.0811 | 0.012 | 0.254
| 86.3017 | 0.043 | 0.248
| 187.7285 | 0.077 | 0.229
| 104.9856 | 0.125 | 0.211
| 231.3242 | 0.173 | 0.194
| 238.4418 | 0.226 | 0.173
| 3370.2153 | 0.3 | 0.149
| 3879.1285 | 0.336 | 0.127
| 177.9417 | 0.413 | 0.112
| 274.0302 | 0.33 | 0.107
| 935.9732 | 0.3 | 0.115
| 1712.6885 | 0.156 | 0.126
| 236.6624 | 0.086 | 0.122
| 177.052 | 0.034 | 0.177
| 579.2002 | 0.005 | 0.294
| 362.1113 | 0 | 0.381
| 158.3681 | 0 | 0.397
| 250.008 | 0 | 0.362
| 331.8612 | 0 | 0.33
| 427.06 | 0 | 0.302
| 140.5739 | 0 | 0.282
| 97.8679 | 0 | 0.248
| 80.0738 | 0 | 0.209
| 103.2062 | 0 | 0.167
| 73.8458 | 0.018 | 0.106
| 85.412 | 0.063 | 0.062
| 73.8458 | 0.153 | 0.055
| 431.5086 | 0.289 | 0.045
| 872.8039 | 0.401 | 0.034
| 203.7432 | 0.498 | 0.02
| 183.2799 | 0.501 | 0.011
| 759.8109 | 0.534 | 0.005
| 154.8092 | 0.473 | 0.002
| 137.9048 | 0.414 | 0.001
| 90.7502 | 0.311 | 0
| 91.64 | 0.178 | 0
| 89.8605 | 0.108 | 0
| 202.8535 | 0.04 | 0.004
| 163.7063 | 0.006 | 0.028
| 185.0593 | 0 | 0.084
| 323.8538 | 0 | 0.15
| 292.714 | 0 | 0.214
| 239.3315 | 0 | 0.257
| 197.5153 | 0 | 0.264
| 164.596 | 0 | 0.252
| 104.0959 | 0 | 0.246
| 100.537 | 0 | 0.264
| 92.5297 | 0 | 0.281
| 75.6252 | 0.014 | 0.255
| 98.7576 | 0.04 | 0.223
| 96.9782 | 0.083 | 0.216
| 83.6326 | 0.148 | 0.209
| 387.9128 | 0.309 | 0.249
| 145.9122 | 0.337 | 0.337
| 1807.8874 | 0.28 | 0.401
| 3127.3249 | 0.222 | 0.425
| 76.5149 | 0.161 | 0.39
| 99.6473 | 0.135 | 0.346
| 80.0738 | 0.098 | 0.294
| 77.4046 | 0.067 | 0.228
| 363.8907 | 0.039 | 0.227
| 1385.2759 | 0.021 | 0.233
| 139.6842 | 0.003 | 0.255
| 141.4636 | 0 | 0.302
| 233.9933 | 0 | 0.326
| 249.1183 | 0 | 0.346
| 195.7358 | 0 | 0.343
| 179.7211 | 0 | 0.326
| 79.184 | 0 | 0.285
| 100.537 | 0 | 0.245
| 83.6326 | 0 | 0.206
| 87.1914 | 0 | 0.173
| 75.6252 | 0.006 | 0.157
| 99.6473 | 0.037 | 0.157
| 72.0664 | 0.125 | 0.182
| 353.2142 | 0.253 | 0.22
| 314.067 | 0.421 | 0.274
| 918.179 | 0.485 | 0.327
| 448.413 | 0.56 | 0.332
| 176.1623 | 0.564 | 0.304
| 136.1254 | 0.548 | 0.27
| 104.9856 | 0.481 | 0.232
| 74.7355 | 0.364 | 0.196
| 904.8334 | 0.233 | 0.154
| 211.7506 | 0.111 | 0.09
| 135.2357 | 0.039 | 0.062
| 121.89 | 0.004 | 0.065
| 188.6182 | 0 | 0.083
| 325.6333 | 0 | 0.114
| 209.0815 | 0 | 0.16
| 191.2873 | 0 | 0.22
| 174.3828 | 0 | 0.272
| 104.9856 | 0 | 0.309
| 95.1988 | 0 | 0.326
| 87.1914 | 0 | 0.336
| 83.6326 | 0 | 0.344
| 73.8458 | 0.007 | 0.332
| 90.7502 | 0.034 | 0.252
| 93.4194 | 0.068 | 0.137
| 86.3017 | 0.093 | 0.068
| 306.9494 | 0.117 | 0.055
| 508.9132 | 0.132 | 0.05
| 1249.1506 | 0.145 | 0.049
| 251.7875 | 0.134 | 0.054
| 236.6624 | 0.102 | 0.053
| 115.6621 | 0.071 | 0.048
| 207.302 | 0.057 | 0.045
| 603.2222 | 0.041 | 0.037
| 167.2652 | 0.022 | 0.033
| 89.8605 | 0.007 | 0.076
| 201.0741 | 0 | 0.164
| 129.8974 | 0 | 0.259
| 623.6855 | 0 | 0.326
| 166.3755 | 0 | 0.352
| 105.8753 | 0 | 0.358
| 102.3165 | 0 | 0.342
| 85.412 | 0 | 0.279
| 78.2943 | 0 | 0.202
| 82.7429 | 0 | 0.133
| 71.1767 | 0 | 0.087
| 74.7355 | 0.002 | 0.049
| 154.8092 | 0.024 | 0.022
| 310.5082 | 0.089 | 0.004
| 173.4931 | 0.194 | 0
| 165.4858 | 0.299 | 0
| 172.6034 | 0.466 | 0
| 221.5374 | 0.479 | 0
| 130.7871 | 0.346 | 0.001
| 75.6252 | 0.397 | 0.001
| 124.5592 | 0.387 | 0
| 130.7871 | 0.306 | 0
| 936.8629 | 0.246 | 0
| 2492.0732 | 0.127 | 0
| 804.2963 | 0.042 | 0
| 973.3409 | 0.003 | 0
| 834.5464 | 0 | 0.003
| 344.3171 | 0 | 0.013
| 121.89 | 0 | 0.027
| 147.6916 | 0 | 0.038
| 147.6916 | 0 | 0.04
| 95.1988 | 0 | 0.036
| 83.6326 | 0 | 0.031
| 82.7429 | 0 | 0.027
| 74.7355 | 0 | 0.028
| 84.5223 | 0.013 | 0.031
| 68.5075 | 0.08 | 0.035
| 94.3091 | 0.227 | 0.019
| 373.6775 | 0.371 | 0.035
| 121.0003 | 0.494 | 0.109
| 1924.4392 | 0.54 | 0.178
| 2421.786 | 0.545 | 0.22
| 633.4724 | 0.521 | 0.242
| 824.7596 | 0.451 | 0.257
| 4486.7994 | 0.395 | 0.272
| 436.8468 | 0.339 | 0.282
| 1701.1223 | 0.241 | 0.285
| 482.2219 | 0.13 | 0.264
| 160.1475 | 0.041 | 0.235
| 158.3681 | 0.002 | 0.248
| 271.3611 | 0 | 0.281
| 392.3614 | 0 | 0.325
| 241.111 | 0 | 0.35
| 169.9343 | 0 | 0.381
| 85.412 | 0 | 0.41
| 80.9635 | 0 | 0.472
| 82.7429 | 0 | 0.569
| 75.6252 | 0 | 0.603
| 69.3973 | 0 | 0.613
| 73.8458 | 0.012 | 0.606
| 312.2876 | 0.081 | 0.487
| 70.287 | 0.218 | 0.414
| 233.1036 | 0.374 | 0.65
| 205.5226 | 0.512 | 0.798
| 186.8387 | 0.608 | 0.857
| 272.2507 | 0.631 | 0.889
| 100.537 | 0.523 | 0.898
| 604.112 | 0.433 | 0.89
| 164.596 | 0.257 | 0.862
| 79.184 | 0.123 | 0.795
| 79.184 | 0.057 | 0.725
| 87.1914 | 0.027 | 0.74
| 750.9138 | 0.007 | 0.769
| 541.8324 | 0 | 0.768
| 245.5595 | 0 | 0.695
| 110.3238 | 0 | 0.63
| 153.0298 | 0 | 0.615
| 193.9564 | 0 | 0.575
| 165.4858 | 0 | 0.507
| 112.993 | 0 | 0.41
| 121.89 | 0 | 0.328
| 89.8605 | 0 | 0.289
| 85.412 | 0 | 0.272
| 85.412 | 0 | 0.254
| 78.2943 | 0.013 | 0.237
| 92.5297 | 0.042 | 0.277
| 107.6547 | 0.106 | 0.432
| 94.3091 | 0.185 | 0.633
| 333.6406 | 0.292 | 0.809
| 313.1773 | 0.357 | 0.873
| 158.3681 | 0.405 | 0.896
| 72.9561 | 0.33 | 0.906
| 75.6252 | 0.264 | 0.906
| 87.1914 | 0.208 | 0.894
| 97.8679 | 0.126 | 0.848
| 171.7137 | 0.069 | 0.794
| 109.4341 | 0.019 | 0.695
| 175.2725 | 0 | 0.54
| 138.7945 | 0 | 0.526
| 186.8387 | 0 | 0.513
| 396.8099 | 0 | 0.506
| 247.3389 | 0 | 0.557
| 186.8387 | 0 | 0.633
| 113.8827 | 0 | 0.668
| 88.9708 | 0 | 0.712
| 98.7576 | 0 | 0.72
| 77.4046 | 0 | 0.714
| 80.9635 | 0.007 | 0.712
| 72.9561 | 0.063 | 0.741
| 128.118 | 0.171 | 0.884
| 129.8974 | 0.265 | 0.937
| 75.6252 | 0.22 | 0.93
| 80.0738 | 0.173 | 0.924
| 1234.0254 | 0.212 | 0.921
| 300.7214 | 0.264 | 0.924
| 252.6772 | 0.29 | 0.926
| 483.1116 | 0.313 | 0.906
| 263.3537 | 0.298 | 0.856
| 381.6849 | 0.25 | 0.816
| 395.0305 | 0.145 | 0.772
| 1081.8853 | 0.034 | 0.694
| 889.7083 | 0 | 0.657
| 120.1106 | 0 | 0.666
| 240.2213 | 0 | 0.673
| 221.5374 | 0 | 0.666
| 201.0741 | 0 | 0.67
| 195.7358 | 0 | 0.63
| 121.89 | 0 | 0.566
| 124.5592 | 0 | 0.566
| 91.64 | 0 | 0.557
| 82.7429 | 0 | 0.544
| 96.0885 | 0.006 | 0.521
| 89.8605 | 0.074 | 0.411
| 134.346 | 0.222 | 0.364
| 153.0298 | 0.381 | 0.611
| 269.5816 | 0.521 | 0.694
| 132.5665 | 0.617 | 0.704
| 841.6641 | 0.673 | 0.712
| 879.9216 | 0.662 | 0.731
| 209.9712 | 0.503 | 0.743
| 153.9195 | 0.296 | 0.724
| 107.6547 | 0.166 | 0.67
| 457.3101 | 0.076 | 0.556
| 968.8924 | 0.049 | 0.45
| 154.8092 | 0.019 | 0.436
| 112.993 | 0 | 0.498
| 115.6621 | 0 | 0.538
| 130.7871 | 0 | 0.454
| 187.7285 | 0 | 0.298
| 147.6916 | 0 | 0.161
| 131.6768 | 0 | 0.071
| 101.4268 | 0 | 0.027
| 77.4046 | 0 | 0.006
| 83.6326 | 0 | 0.001
| 101.4268 | 0 | 0
| 66.7281 | 0.003 | 0
| 80.0738 | 0.073 | 0
| 126.3386 | 0.228 | 0.001
| 101.4268 | 0.402 | 0.001
| 280.2581 | 0.549 | 0.002
| 483.1116 | 0.652 | 0.002
| 1927.998 | 0.708 | 0.002
| 192.177 | 0.721 | 0.001
| 109.4341 | 0.689 | 0
| 102.3165 | 0.61 | 0
| 86.3017 | 0.498 | 0
| 143.243 | 0.341 | 0.002
| 356.773 | 0.167 | 0.023
| 774.0463 | 0.029 | 0.113
| 923.5173 | 0 | 0.259
| 106.765 | 0 | 0.398
| 739.3476 | 0 | 0.466
| 605.8914 | 0 | 0.471
| 153.0298 | 0 | 0.432
| 118.3312 | 0 | 0.364
| 99.6473 | 0 | 0.288
| 97.8679 | 0 | 0.256
| 81.8532 | 0 | 0.228
| 70.287 | 0 | 0.196
| 92.5297 | 0.002 | 0.141
| 71.1767 | 0.055 | 0.084
| 90.7502 | 0.204 | 0.054
| 127.2283 | 0.372 | 0.055
| 88.0811 | 0.516 | 0.058
| 314.9568 | 0.632 | 0.054
| 781.1639 | 0.704 | 0.047
| 435.9571 | 0.716 | 0.045
| 123.6695 | 0.683 | 0.047
| 165.4858 | 0.602 | 0.053
| 122.7797 | 0.479 | 0.061
| 177.9417 | 0.326 | 0.076
| 152.1401 | 0.157 | 0.095
| 118.3312 | 0.025 | 0.175
| 177.9417 | 0 | 0.291
| 254.4566 | 0 | 0.358
| 294.4935 | 0 | 0.376
| 334.5303 | 0 | 0.374
| 193.9564 | 0 | 0.356
| 193.9564 | 0 | 0.286
| 106.765 | 0 | 0.206
| 80.9635 | 0 | 0.15
| 103.2062 | 0 | 0.112
| 70.287 | 0 | 0.093
| 82.7429 | 0.001 | 0.089
| 80.0738 | 0.053 | 0.067
| 110.3238 | 0.202 | 0.061
| 395.0305 | 0.392 | 0.078
| 115.6621 | 0.548 | 0.083
| 594.3252 | 0.652 | 0.082
| 1358.5846 | 0.709 | 0.071
| 172.6034 | 0.72 | 0.06
| 141.4636 | 0.686 | 0.052
| 127.2283 | 0.607 | 0.042
| 80.0738 | 0.487 | 0.035
| 1163.7385 | 0.33 | 0.031
| 564.0751 | 0.158 | 0.044
| 809.6346 | 0.022 | 0.084
| 466.2072 | 0 | 0.135
| 682.4063 | 0 | 0.184
| 328.3024 | 0 | 0.213
| 227.7653 | 0 | 0.213
| 232.2139 | 0 | 0.189
| 178.8314 | 0 | 0.151
| 153.9195 | 0 | 0.108
| 89.8605 | 0 | 0.074
| 96.9782 | 0 | 0.051
| 76.5149 | 0 | 0.036
| 102.3165 | 0.001 | 0.029
| 72.9561 | 0.063 | 0.025
| 87.1914 | 0.226 | 0.009
| 137.0151 | 0.402 | 0.001
| 368.3393 | 0.545 | 0.003
| 753.583 | 0.645 | 0.005
| 301.6111 | 0.689 | 0.008
| 155.699 | 0.678 | 0.011
| 91.64 | 0.639 | 0.011
| 191.2873 | 0.565 | 0.009
| 73.8458 | 0.454 | 0.007
| 123.6695 | 0.309 | 0.005
| 364.7804 | 0.146 | 0.003
| 273.1405 | 0.018 | 0.004
| 175.2725 | 0 | 0.01
| 124.5592 | 0 | 0.027
| 935.9732 | 0 | 0.053
| 3731.4366 | 0 | 0.079
| 409.2658 | 0 | 0.095
| 168.1549 | 0 | 0.097
| 142.3533 | 0 | 0.086
| 114.7724 | 0 | 0.071
| 73.8458 | 0 | 0.055
| 95.1988 | 0 | 0.042
| 86.3017 | 0 | 0.036
| 82.7429 | 0.057 | 0.038
| 97.8679 | 0.213 | 0.026
| 73.8458 | 0.383 | 0.005
| 83.6326 | 0.524 | 0.005
| 338.9789 | 0.618 | 0.026
| 137.0151 | 0.67 | 0.045
| 223.3168 | 0.676 | 0.045
| 153.0298 | 0.639 | 0.033
| 74.7355 | 0.559 | 0.023
| 80.9635 | 0.419 | 0.015
| 76.5149 | 0.253 | 0.006
| 88.9708 | 0.111 | 0.002
| 106.765 | 0.017 | 0.011
| 206.4123 | 0 | 0.039
| 94.3091 | 0 | 0.083
| 89.8605 | 0 | 0.121
| 130.7871 | 0 | 0.138
| 172.6034 | 0 | 0.142
| 116.5518 | 0 | 0.148
| 109.4341 | 0 | 0.135
| 99.6473 | 0 | 0.104
| 88.9708 | 0 | 0.076
| 101.4268 | 0 | 0.059
| 77.4046 | 0 | 0.056
| 84.5223 | 0.034 | 0.049
| 81.8532 | 0.093 | 0.03
| 88.0811 | 0.153 | 0.008
| 71.1767 | 0.191 | 0.003
| 177.9417 | 0.24 | 0.006
| 409.2658 | 0.266 | 0.008
| 1171.7459 | 0.289 | 0.007
| 209.0815 | 0.287 | 0.006
| 226.8756 | 0.237 | 0.005
| 215.3094 | 0.162 | 0.006
| 194.8461 | 0.098 | 0.007
| 283.817 | 0.046 | 0.01
| 214.4197 | 0.008 | 0.009
| 218.8683 | 0 | 0.007
| 1257.1579 | 0 | 0.006
| 1291.8565 | 0 | 0.009
| 326.523 | 0 | 0.014
| 298.0523 | 0 | 0.019
| 203.7432 | 0 | 0.023
| 133.4563 | 0 | 0.021
| 84.5223 | 0 | 0.017
| 98.7576 | 0 | 0.012
| 103.2062 | 0 | 0.007
| 81.8532 | 0 | 0.003
| 168.1549 | 0.007 | 0.001
| 685.9652 | 0.026 | 0
| 887.0392 | 0.053 | 0
| 73.8458 | 0.098 | 0
| 178.8314 | 0.153 | 0
| 1170.8562 | 0.221 | 0
| 165.4858 | 0.341 | 0
| 118.3312 | 0.327 | 0
| 68.5075 | 0.248 | 0
| 100.537 | 0.163 | 0
| 1270.5035 | 0.082 | 0
| 360.3319 | 0.034 | 0
| 524.9279 | 0.003 | 0
| 3582.8555 | 0 | 0.005
| 200.1844 | 0 | 0.023
| 258.0154 | 0 | 0.041
| 306.0597 | 0 | 0.051
| 328.3024 | 0 | 0.052
| 160.1475 | 0 | 0.049
| 99.6473 | 0 | 0.048
| 89.8605 | 0 | 0.051
| 75.6252 | 0 | 0.051
| 100.537 | 0 | 0.047
| 79.184 | 0 | 0.044
| 115.6621 | 0.003 | 0.032
| 104.0959 | 0.016 | 0.019
| 92.5297 | 0.037 | 0.017
| 80.9635 | 0.059 | 0.017
| 115.6621 | 0.081 | 0.017
| 1257.1579 | 0.098 | 0.017
| 247.3389 | 0.107 | 0.017
| 123.6695 | 0.143 | 0.015
| 121.0003 | 0.147 | 0.011
| 92.5297 | 0.152 | 0.012
| 369.229 | 0.13 | 0.024
| 598.7737 | 0.072 | 0.089
| 284.7067 | 0.009 | 0.234
| 215.3094 | 0 | 0.337
| 165.4858 | 0 | 0.341
| 147.6916 | 0 | 0.301
| 463.5381 | 0 | 0.259
| 257.1257 | 0 | 0.214
| 216.1991 | 0 | 0.163
| 146.8019 | 0 | 0.155
| 96.9782 | 0 | 0.155
| 96.9782 | 0 | 0.168
| 85.412 | 0 | 0.17
| 95.1988 | 0 | 0.176
| 80.0738 | 0.012 | 0.179
| 96.9782 | 0.053 | 0.135
| 93.4194 | 0.112 | 0.096
| 88.0811 | 0.182 | 0.095
| 1123.7017 | 0.211 | 0.108
| 171.7137 | 0.223 | 0.112
| 854.12 | 0.21 | 0.101
| 108.5444 | 0.199 | 0.103
| 180.6108 | 0.189 | 0.117
| 99.6473 | 0.172 | 0.147
| 200.1844 | 0.122 | 0.176
| 204.6329 | 0.046 | 0.262
| 266.9125 | 0.003 | 0.386
| 102.3165 | 0 | 0.374
| 145.0225 | 0 | 0.311
| 221.5374 | 0 | 0.263
| 271.3611 | 0 | 0.231
| 201.0741 | 0 | 0.203
| 201.0741 | 0 | 0.2
| 88.9708 | 0 | 0.215
| 98.7576 | 0 | 0.233
| 96.0885 | 0 | 0.236
| 103.2062 | 0 | 0.222
| 94.3091 | 0 | 0.213
| 83.6326 | 0.001 | 0.193
| 102.3165 | 0.013 | 0.163
| 104.9856 | 0.027 | 0.133
| 113.8827 | 0.033 | 0.116
| 814.0832 | 0.038 | 0.093
| 2403.1022 | 0.042 | 0.069
| 457.3101 | 0.044 | 0.059
| 404.8173 | 0.04 | 0.047
| 3775.0325 | 0.036 | 0.058
| 482.2219 | 0.026 | 0.067
| 184.1696 | 0.015 | 0.085
| 126.3386 | 0.005 | 0.126
| 107.6547 | 0 | 0.183
| 118.3312 | 0 | 0.235
| 100.537 | 0 | 0.27
| 167.2652 | 0 | 0.318
| 217.0888 | 0 | 0.407
| 200.1844 | 0 | 0.479
| 185.949 | 0 | 0.532
| 137.9048 | 0 | 0.538
| 111.2135 | 0 | 0.497
| 91.64 | 0 | 0.402
| 120.1106 | 0 | 0.32
| 135.2357 | 0 | 0.305
| 96.0885 | 0.007 | 0.29
| 113.8827 | 0.036 | 0.241
| 138.7945 | 0.071 | 0.28
| 82.7429 | 0.103 | 0.358
| 821.2008 | 0.151 | 0.383
| 2734.9633 | 0.184 | 0.398
| 253.5669 | 0.295 | 0.387
| 740.2374 | 0.292 | 0.391
| 1009.819 | 0.309 | 0.386
| 431.5086 | 0.207 | 0.372
| 161.0372 | 0.117 | 0.343
| 514.2514 | 0.029 | 0.317
| 769.5977 | 0 | 0.38
| 555.178 | 0 | 0.47
| 276.6993 | 0 | 0.481
| 179.7211 | 0 | 0.451
| 156.5887 | 0 | 0.444
| 99.6473 | 0 | 0.415
| 83.6326 | 0 | 0.362
| 96.0885 | 0 | 0.334
| 112.993 | 0 | 0.287
| 75.6252 | 0 | 0.248
| 83.6326 | 0 | 0.195
| 107.6547 | 0 | 0.164
| 75.6252 | 0.001 | 0.152
| 243.7801 | 0.012 | 0.133
| 93.4194 | 0.028 | 0.133
| 99.6473 | 0.043 | 0.167
| 878.1421 | 0.061 | 0.228
| 434.1777 | 0.074 | 0.358
| 209.9712 | 0.08 | 0.444
| 190.3976 | 0.087 | 0.503
| 187.7285 | 0.069 | 0.613
| 153.9195 | 0.044 | 0.709
| 138.7945 | 0.025 | 0.736
| 258.0154 | 0.009 | 0.778
| 316.7362 | 0 | 0.755
| 292.714 | 0 | 0.726
| 121.0003 | 0 | 0.692
| 161.9269 | 0 | 0.66
| 99.6473 | 0 | 0.629
| 88.0811 | 0 | 0.61
| 227.7653 | 0 | 0.542
| 161.9269 | 0 | 0.413
| 81.8532 | 0 | 0.316
| 65.8384 | 0 | 0.252
| 101.4268 | 0 | 0.179
| 69.3973 | 0 | 0.133
| 80.0738 | 0 | 0.118
| 67.6178 | 0.007 | 0.132
| 94.3091 | 0.029 | 0.111
| 77.4046 | 0.067 | 0.086
| 613.0091 | 0.101 | 0.072
| 821.2008 | 0.14 | 0.062
| 363.8907 | 0.234 | 0.049
| 515.1411 | 0.252 | 0.024
| 822.0905 | 0.243 | 0.005
| 83.6326 | 0.236 | 0
| 92.5297 | 0.138 | 0
| 106.765 | 0.05 | 0
| 145.0225 | 0.001 | 0.027
| 84.5223 | 0 | 0.096
| 208.1918 | 0 | 0.149
| 104.9856 | 0 | 0.173
| 143.243 | 0 | 0.175
| 235.7727 | 0 | 0.167
| 133.4563 | 0 | 0.164
| 84.5223 | 0 | 0.159
| 134.346 | 0 | 0.159
| 104.9856 | 0 | 0.152
| 88.9708 | 0 | 0.144
| 91.64 | 0 | 0.165
| 358.5525 | 0.002 | 0.196
| 76.5149 | 0.022 | 0.266
| 132.5665 | 0.063 | 0.311
| 99.6473 | 0.109 | 0.302
| 142.3533 | 0.148 | 0.291
| 140.5739 | 0.296 | 0.295
| 142.3533 | 0.422 | 0.292
| 355.8833 | 0.464 | 0.311
| 87.1914 | 0.403 | 0.344
| 105.8753 | 0.231 | 0.386
| 2027.6454 | 0.101 | 0.41
| 1266.9447 | 0.034 | 0.437
| 4088.2097 | 0 | 0.484
| 385.2437 | 0 | 0.498
| 374.5672 | 0 | 0.434
| 803.4066 | 0 | 0.367
| 191.2873 | 0 | 0.338
| 87.1914 | 0 | 0.362
| 93.4194 | 0 | 0.383
| 99.6473 | 0 | 0.376
| 79.184 | 0 | 0.363
| 100.537 | 0 | 0.355
| 83.6326 | 0 | 0.391
| 96.0885 | 0 | 0.414
| 387.9128 | 0.003 | 0.379
| 112.993 | 0.033 | 0.338
| 341.648 | 0.068 | 0.386
| 508.0234 | 0.094 | 0.417
| 309.6185 | 0.126 | 0.413
| 718.8844 | 0.149 | 0.398
| 180.6108 | 0.159 | 0.398
| 581.8692 | 0.167 | 0.395
| 233.1036 | 0.153 | 0.388
| 96.9782 | 0.114 | 0.383
| 2641.5442 | 0.064 | 0.339
| 549.8397 | 0.024 | 0.333
| 268.6919 | 0 | 0.442
| 238.4418 | 0 | 0.507
| 161.0372 | 0 | 0.501
| 246.4492 | 0 | 0.552
| 227.7653 | 0 | 0.53
| 133.4563 | 0 | 0.462
| 76.5149 | 0 | 0.389
| 80.9635 | 0 | 0.308
| 102.3165 | 0 | 0.271
| 73.8458 | 0 | 0.205
| 77.4046 | 0 | 0.155
| 97.8679 | 0 | 0.122
| 70.287 | 0.001 | 0.094
| 82.7429 | 0.016 | 0.054
| 360.3319 | 0.029 | 0.025
| 79.184 | 0.041 | 0.013
| 193.0667 | 0.051 | 0.006
| 1336.3419 | 0.061 | 0.003
| 176.1623 | 0.065 | 0.002
| 144.1328 | 0.059 | 0.003
| 87.1914 | 0.044 | 0.004
| 89.8605 | 0.028 | 0.005
| 722.4432 | 0.017 | 0.005
| 210.8609 | 0.005 | 0.005
| 125.4489 | 0 | 0.004
| 172.6034 | 0 | 0.004
| 322.0744 | 0 | 0.004
| 163.7063 | 0 | 0.006
| 166.3755 | 0 | 0.013
| 169.9343 | 0 | 0.028
| 169.9343 | 0 | 0.052
| 99.6473 | 0 | 0.076
| 121.89 | 0 | 0.098
| 129.8974 | 0 | 0.109
| 100.537 | 0 | 0.111
| 73.8458 | 0 | 0.105
| 76.5149 | 0 | 0.099
| 116.5518 | 0.012 | 0.084
| 130.7871 | 0.031 | 0.051
| 306.9494 | 0.058 | 0.02
| 692.1931 | 0.097 | 0.005
| 1099.6795 | 0.155 | 0.001
| 158.3681 | 0.232 | 0
| 155.699 | 0.247 | 0
| 88.9708 | 0.127 | 0.001
| 70.287 | 0.039 | 0.011
| 72.9561 | 0.013 | 0.042
| 853.2303 | 0.003 | 0.082
| 176.1623 | 0 | 0.133
| 109.4341 | 0 | 0.18
| 88.0811 | 0 | 0.21
| 92.5297 | 0 | 0.245
| 768.708 | 0 | 0.283
| 124.5592 | 0 | 0.309
| 107.6547 | 0 | 0.312
| 93.4194 | 0 | 0.337
| 72.0664 | 0 | 0.367
| 79.184 | 0 | 0.366
| 71.1767 | 0 | 0.343
| 75.6252 | 0 | 0.332
| 72.0664 | 0 | 0.31
| 70.287 | 0.014 | 0.296
| 111.2135 | 0.047 | 0.26
| 72.0664 | 0.093 | 0.182
| 313.1773 | 0.147 | 0.108
| 1510.7247 | 0.186 | 0.051
| 240.2213 | 0.196 | 0.015
| 91.64 | 0.209 | 0.007
| 82.7429 | 0.179 | 0.018
| 145.9122 | 0.139 | 0.054
| 467.0969 | 0.085 | 0.099
| 166.3755 | 0.029 | 0.193
| 116.5518 | 0 | 0.361
| 221.5374 | 0 | 0.525
| 271.3611 | 0 | 0.644
| 183.2799 | 0 | 0.722
| 198.405 | 0 | 0.758
| 255.3463 | 0 | 0.756
| 249.1183 | 0 | 0.724
| 203.7432 | 0 | 0.687
| 92.5297 | 0 | 0.678
| 94.3091 | 0 | 0.66
| 112.1033 | 0 | 0.638
| 91.64 | 0 | 0.608
| 84.5223 | 0.003 | 0.583
| 100.537 | 0.043 | 0.529
| 103.2062 | 0.072 | 0.505
| 135.2357 | 0.089 | 0.594
| 578.3104 | 0.137 | 0.682
| 605.8914 | 0.267 | 0.718
| 146.8019 | 0.382 | 0.739
| 125.4489 | 0.327 | 0.731
| 199.2947 | 0.106 | 0.691
| 790.9507 | 0.04 | 0.626
| 2931.5891 | 0.018 | 0.586
| 2680.6913 | 0.01 | 0.596
| 448.413 | 0 | 0.6
| 448.413 | 0 | 0.615
| 386.1334 | 0 | 0.532
| 1364.8126 | 0 | 0.444
| 274.0302 | 0 | 0.338
| 186.8387 | 0 | 0.234
| 82.7429 | 0 | 0.179
| 80.0738 | 0 | 0.179
| 96.0885 | 0 | 0.14
| 85.412 | 0 | 0.05
| 68.5075 | 0 | 0.014
| 96.9782 | 0 | 0.02
| 77.4046 | 0.002 | 0.048
| 69.3973 | 0.071 | 0.087
| 80.0738 | 0.213 | 0.132
| 329.1921 | 0.344 | 0.222
| 923.5173 | 0.336 | 0.3
| 286.4861 | 0.282 | 0.341
| 359.4422 | 0.194 | 0.374
| 183.2799 | 0.203 | 0.374
| 132.5665 | 0.247 | 0.358
| 97.8679 | 0.229 | 0.326
| 99.6473 | 0.122 | 0.278
| 104.9856 | 0.035 | 0.262
| 72.0664 | 0 | 0.3
| 129.0077 | 0 | 0.352
| 99.6473 | 0 | 0.414
| 93.4194 | 0 | 0.48
| 289.1552 | 0 | 0.52
| 263.3537 | 0 | 0.509
| 231.3242 | 0 | 0.466
| 137.0151 | 0 | 0.457
| 91.64 | 0 | 0.461
| 95.1988 | 0 | 0.429
| 87.1914 | 0 | 0.404
| 84.5223 | 0 | 0.388
| 84.5223 | 0.003 | 0.391
| 111.2135 | 0.098 | 0.343
| 700.2005 | 0.268 | 0.341
| 347.876 | 0.423 | 0.432
| 403.9276 | 0.533 | 0.475
| 834.5464 | 0.593 | 0.468
| 879.0318 | 0.596 | 0.446
| 393.2511 | 0.563 | 0.419
| 768.708 | 0.465 | 0.384
| 517.8103 | 0.333 | 0.322
| 941.3114 | 0.153 | 0.27
| 814.0832 | 0.036 | 0.293
| 210.8609 | 0 | 0.346
| 187.7285 | 0 | 0.38
| 251.7875 | 0 | 0.381
| 258.9051 | 0 | 0.344
| 224.2065 | 0 | 0.241
| 122.7797 | 0 | 0.135
| 125.4489 | 0 | 0.062
| 101.4268 | 0 | 0.021
| 102.3165 | 0 | 0.003
| 100.537 | 0 | 0.001
| 93.4194 | 0 | 0.004
| 86.3017 | 0 | 0.028
| 337.1995 | 0 | 0.086
| 94.3091 | 0.045 | 0.157
| 120.1106 | 0.144 | 0.198
| 128.118 | 0.267 | 0.291
| 632.5827 | 0.39 | 0.334
| 708.2078 | 0.456 | 0.334
| 354.9936 | 0.518 | 0.341
| 118.3312 | 0.474 | 0.359
| 111.2135 | 0.364 | 0.381
| 113.8827 | 0.205 | 0.395
| 104.0959 | 0.093 | 0.451
| 287.3758 | 0.017 | 0.55
| 226.8756 | 0 | 0.585
| 255.3463 | 0 | 0.543
| 322.9641 | 0 | 0.503
| 176.1623 | 0 | 0.485
| 270.4713 | 0 | 0.476
| 130.7871 | 0 | 0.47
| 146.8019 | 0 | 0.535
| 91.64 | 0 | 0.555
| 101.4268 | 0 | 0.542
| 84.5223 | 0 | 0.56
| 109.4341 | 0 | 0.547
| 78.2943 | 0 | 0.516
| 81.8532 | 0 | 0.494
| 104.9856 | 0.013 | 0.539
| 98.7576 | 0.045 | 0.575
| 364.7804 | 0.087 | 0.534
| 89.8605 | 0.128 | 0.466
| 1873.7257 | 0.145 | 0.382
| 143.243 | 0.153 | 0.313
| 299.8317 | 0.154 | 0.259
| 395.9202 | 0.148 | 0.211
| 417.2732 | 0.131 | 0.155
| 194.8461 | 0.081 | 0.112
| 399.479 | 0.022 | 0.116
| 324.7436 | 0 | 0.138
| 295.3832 | 0 | 0.152
| 493.7881 | 0 | 0.153
| 328.3024 | 0 | 0.135
| 403.0379 | 0 | 0.109
| 323.8538 | 0 | 0.089
| 323.8538 | 0 | 0.072
| 187.7285 | 0 | 0.059
| 213.53 | 0 | 0.05
| 229.5447 | 0 | 0.041
| 234.883 | 0 | 0.03
| 232.2139 | 0 | 0.017
| 188.6182 | 0 | 0.012
| 205.5226 | 0.031 | 0.01
| 130.7871 | 0.104 | 0.01
| 88.9708 | 0.21 | 0.037
| 114.7724 | 0.336 | 0.085
| 4277.7178 | 0.392 | 0.078
| 555.178 | 0.405 | 0.045
| 478.6631 | 0.397 | 0.016
| 928.8555 | 0.342 | 0.005
| 590.7663 | 0.228 | 0.002
| 710.877 | 0.113 | 0.001
| 2669.125 | 0.021 | 0.005
| 128.118 | 0 | 0.023
| 88.9708 | 0 | 0.069
| 91.64 | 0 | 0.127
| 104.0959 | 0 | 0.166
| 251.7875 | 0 | 0.187
| 224.2065 | 0 | 0.208
| 172.6034 | 0 | 0.226
| 84.5223 | 0 | 0.245
| 91.64 | 0 | 0.245
| 88.0811 | 0 | 0.225
| 69.3973 | 0 | 0.219
| 93.4194 | 0 | 0.224
| 62.2796 | 0 | 0.251
| 97.8679 | 0.021 | 0.267
| 142.3533 | 0.095 | 0.214
| 237.5521 | 0.237 | 0.221
| 2462.7126 | 0.36 | 0.348
| 836.3258 | 0.406 | 0.388
| 175.2725 | 0.265 | 0.369
| 371.8981 | 0.17 | 0.319
| 101.4268 | 0.138 | 0.27
| 97.8679 | 0.082 | 0.216
| 184.1696 | 0.032 | 0.254
| 280.2581 | 0.004 | 0.323
| 177.052 | 0 | 0.378
| 110.3238 | 0 | 0.388
| 104.0959 | 0 | 0.414
| 195.7358 | 0 | 0.388
| 236.6624 | 0 | 0.368
| 180.6108 | 0 | 0.369
| 157.4784 | 0 | 0.359
| 98.7576 | 0 | 0.346
| 97.8679 | 0 | 0.343
| 90.7502 | 0 | 0.343
| 91.64 | 0 | 0.353
| 72.9561 | 0 | 0.313
| 102.3165 | 0 | 0.337
| 72.0664 | 0.032 | 0.424
| 79.184 | 0.153 | 0.461
| 113.8827 | 0.338 | 0.521
| 437.7365 | 0.456 | 0.525
| 619.237 | 0.544 | 0.535
| 429.7291 | 0.543 | 0.525
| 131.6768 | 0.478 | 0.502
| 127.2283 | 0.344 | 0.479
| 119.2209 | 0.186 | 0.43
| 140.5739 | 0.08 | 0.397
| 402.1482 | 0.007 | 0.45
| 399.479 | 0 | 0.515
| 411.0453 | 0 | 0.525
| 204.6329 | 0 | 0.503
| 116.5518 | 0 | 0.503
| 182.3902 | 0 | 0.423
| 224.2065 | 0 | 0.43
| 304.2803 | 0 | 0.384
| 374.5672 | 0 | 0.345
| 117.4415 | 0 | 0.332
| 105.8753 | 0 | 0.328
| 103.2062 | 0 | 0.335
| 85.412 | 0 | 0.369
| 102.3165 | 0 | 0.42
| 99.6473 | 0.024 | 0.441
| 89.8605 | 0.08 | 0.386
| 81.8532 | 0.144 | 0.395
| 1010.7087 | 0.217 | 0.456
| 898.6054 | 0.257 | 0.525
| 541.8324 | 0.196 | 0.578
| 306.0597 | 0.169 | 0.606
| 144.1328 | 0.161 | 0.586
| 89.8605 | 0.137 | 0.53
| 89.8605 | 0.069 | 0.505
| 709.0975 | 0.005 | 0.541
| 980.4586 | 0 | 0.525
| 202.8535 | 0 | 0.555
| 3511.6789 | 0 | 0.539
| 581.8692 | 0 | 0.519
| 224.2065 | 0 | 0.508
| 204.6329 | 0 | 0.49
| 166.3755 | 0 | 0.457
| 190.3976 | 0 | 0.438
| 92.5297 | 0 | 0.424
| 85.412 | 0 | 0.398
| 90.7502 | 0 | 0.36
| 84.5223 | 0 | 0.312
| 76.5149 | 0 | 0.264
| 95.1988 | 0.006 | 0.206
| 105.8753 | 0.041 | 0.126
| 82.7429 | 0.07 | 0.048
| 112.993 | 0.08 | 0.012
| 677.9578 | 0.083 | 0.002
| 237.5521 | 0.089 | 0
| 208.1918 | 0.086 | 0
| 532.0456 | 0.078 | 0.005
| 267.8022 | 0.061 | 0.036
| 331.8612 | 0.029 | 0.098
| 648.5974 | 0.001 | 0.185
| 138.7945 | 0 | 0.253
| 149.471 | 0 | 0.278
| 386.1334 | 0 | 0.278
| 235.7727 | 0 | 0.27
| 223.3168 | 0 | 0.293
| 181.5005 | 0 | 0.325
| 164.596 | 0 | 0.348
| 115.6621 | 0 | 0.381
| 88.9708 | 0 | 0.39
| 79.184 | 0 | 0.356
| 106.765 | 0 | 0.359
| 73.8458 | 0 | 0.367
| 88.0811 | 0 | 0.373
| 87.1914 | 0.005 | 0.366
| 98.7576 | 0.033 | 0.32
| 318.5156 | 0.061 | 0.37
| 89.8605 | 0.091 | 0.463
| 135.2357 | 0.117 | 0.556
| 869.2451 | 0.118 | 0.647
| 421.7218 | 0.118 | 0.718
| 113.8827 | 0.086 | 0.748
| 306.0597 | 0.055 | 0.739
| 440.4056 | 0.02 | 0.693
| 1374.5994 | 0 | 0.669
| 348.7657 | 0 | 0.599
| 152.1401 | 0 | 0.53
| 338.0892 | 0 | 0.458
| 515.1411 | 0 | 0.443
| 527.597 | 0 | 0.457
| 264.2434 | 0 | 0.498
| 250.008 | 0 | 0.512
| 143.243 | 0 | 0.512
| 80.0738 | 0 | 0.506
| 104.0959 | 0 | 0.484
| 97.8679 | 0 | 0.449
| 78.2943 | 0 | 0.417
| 89.8605 | 0 | 0.413
| 92.5297 | 0 | 0.39
| 79.184 | 0.008 | 0.359
| 352.3245 | 0.019 | 0.354
| 316.7362 | 0.031 | 0.337
| 298.942 | 0.047 | 0.291
| 524.0382 | 0.066 | 0.245
| 451.9719 | 0.088 | 0.219
| 1427.9819 | 0.066 | 0.194
| 2686.0295 | 0.047 | 0.181
| 257.1257 | 0.018 | 0.196
| 104.0959 | 0 | 0.241
| 178.8314 | 0 | 0.25
| 1266.9447 | 0 | 0.218
| 460.8689 | 0 | 0.211
| 340.7583 | 0 | 0.253
| 320.295 | 0 | 0.312
| 286.4861 | 0 | 0.35
| 286.4861 | 0 | 0.364
| 84.5223 | 0 | 0.375
| 122.7797 | 0 | 0.449
| 95.1988 | 0 | 0.55
| 87.1914 | 0 | 0.61
| 106.765 | 0 | 0.617
| 394.1408 | 0 | 0.596
| 83.6326 | 0.001 | 0.618
| 121.0003 | 0.017 | 0.643
| 145.0225 | 0.037 | 0.69
| 1336.3419 | 0.054 | 0.749
| 145.9122 | 0.055 | 0.801
| 105.8753 | 0.049 | 0.849
| 167.2652 | 0.041 | 0.866
| 217.9785 | 0.027 | 0.89
| 233.1036 | 0.014 | 0.909
| 134.346 | 0.004 | 0.925
| 427.9497 | 0 | 0.935
| 361.2216 | 0 | 0.931
| 168.1549 | 0 | 0.914
| 265.1331 | 0 | 0.917
| 524.9279 | 0 | 0.92
| 240.2213 | 0 | 0.914
| 156.5887 | 0 | 0.905
| 106.765 | 0 | 0.899
| 87.1914 | 0 | 0.912
| 104.0959 | 0 | 0.914
| 84.5223 | 0 | 0.901
| 82.7429 | 0 | 0.891
| 92.5297 | 0 | 0.857
| 413.7144 | 0 | 0.817
| 96.9782 | 0 | 0.8
| 75.6252 | 0.008 | 0.799
| 151.2504 | 0.023 | 0.777
| 993.8042 | 0.038 | 0.798
| 179.7211 | 0.05 | 0.75
| 160.1475 | 0.055 | 0.681
| 168.1549 | 0.05 | 0.633
| 190.3976 | 0.036 | 0.599
| 114.7724 | 0.019 | 0.568
| 231.3242 | 0.005 | 0.558
| 127.2283 | 0 | 0.565
| 193.9564 | 0 | 0.557
| 352.3245 | 0 | 0.518
| 334.5303 | 0 | 0.456
| 244.6698 | 0 | 0.394
| 168.1549 | 0 | 0.328
| 220.6477 | 0 | 0.291
| 171.7137 | 0 | 0.265
| 117.4415 | 0 | 0.251
| 81.8532 | 0 | 0.243
| 82.7429 | 0 | 0.212
| 93.4194 | 0 | 0.155
| 77.4046 | 0 | 0.109
| 82.7429 | 0 | 0.084
| 73.8458 | 0 | 0.07
| 101.4268 | 0.02 | 0.061
| 76.5149 | 0.053 | 0.058
| 408.3761 | 0.091 | 0.047
| 454.6409 | 0.121 | 0.038
| 303.3905 | 0.135 | 0.041
| 315.8465 | 0.137 | 0.05
| 274.0302 | 0.105 | 0.061
| 324.7436 | 0.061 | 0.084
| 297.1626 | 0.018 | 0.122
| 290.9346 | 0 | 0.165
| 245.5595 | 0 | 0.194
| 84.5223 | 0 | 0.204
| 107.6547 | 0 | 0.212
| 77.4046 | 0 | 0.219
| 266.0228 | 0 | 0.211
| 210.8609 | 0 | 0.207
| 185.0593 | 0 | 0.215
| 174.3828 | 0 | 0.22
| 86.3017 | 0 | 0.21
| 97.8679 | 0 | 0.197
| 98.7576 | 0 | 0.188
| 88.9708 | 0 | 0.179
| 75.6252 | 0 | 0.155
| 88.0811 | 0 | 0.124
| 87.1914 | 0.015 | 0.096
| 310.5082 | 0.045 | 0.071
| 278.4787 | 0.083 | 0.045
| 1428.8716 | 0.118 | 0.022
| 2519.6541 | 0.135 | 0.017
| 734.8991 | 0.127 | 0.019
| 1417.3054 | 0.097 | 0.022
| 314.067 | 0.06 | 0.032
| 220.6477 | 0.018 | 0.047
| 672.6195 | 0 | 0.06
| 693.0828 | 0 | 0.084
| 176.1623 | 0 | 0.12
| 83.6326 | 0 | 0.16
| 240.2213 | 0 | 0.205
| 968.8924 | 0 | 0.253
| 523.1485 | 0 | 0.291
| 145.0225 | 0 | 0.298
| 163.7063 | 0 | 0.294
| 84.5223 | 0 | 0.289
| 154.8092 | 0 | 0.289
| 130.7871 | 0 | 0.283
| 121.0003 | 0 | 0.272
| 93.4194 | 0 | 0.251
| 118.3312 | 0.012 | 0.22
| 96.9782 | 0.126 | 0.179
| 72.0664 | 0.297 | 0.126
| 85.412 | 0.438 | 0.066
| 465.3175 | 0.535 | 0.014
| 352.3245 | 0.565 | 0.002
| 111.2135 | 0.524 | 0.001
| 101.4268 | 0.425 | 0.005
| 811.414 | 0.238 | 0.038
| 742.0168 | 0.08 | 0.131
| 107.6547 | 0 | 0.27
| 203.7432 | 0 | 0.417
| 208.1918 | 0 | 0.502
| 218.8683 | 0 | 0.593
| 244.6698 | 0 | 0.635
| 282.9272 | 0 | 0.643
| 202.8535 | 0 | 0.591
| 154.8092 | 0 | 0.556
| 101.4268 | 0 | 0.559
| 82.7429 | 0 | 0.574
| 96.9782 | 0 | 0.645
| 88.0811 | 0 | 0.729
| 86.3017 | 0 | 0.831
| 331.8612 | 0 | 0.794
| 109.4341 | 0.003 | 0.78
| 97.8679 | 0.037 | 0.763
| 133.4563 | 0.044 | 0.812
| 935.0835 | 0.043 | 0.815
| 309.6185 | 0.042 | 0.801
| 150.3607 | 0.04 | 0.82
| 97.8679 | 0.035 | 0.859
| 93.4194 | 0.023 | 0.867
| 112.1033 | 0.014 | 0.85
| 248.2286 | 0.006 | 0.826
| 143.243 | 0 | 0.802
| 161.9269 | 0 | 0.771
| 225.0962 | 0 | 0.718
| 399.479 | 0 | 0.658
| 356.773 | 0 | 0.601
| 132.5665 | 0 | 0.558
| 111.2135 | 0 | 0.571
| 111.2135 | 0 | 0.537
| 72.0664 | 0 | 0.547
| 101.4268 | 0 | 0.55
| 70.287 | 0 | 0.545
| 82.7429 | 0 | 0.544
| 91.64 | 0 | 0.538
| 347.876 | 0 | 0.63
| 126.3386 | 0.001 | 0.611
| 124.5592 | 0.054 | 0.544
| 306.9494 | 0.142 | 0.435
| 491.119 | 0.226 | 0.311
| 1135.2679 | 0.302 | 0.263
| 266.0228 | 0.326 | 0.305
| 198.405 | 0.289 | 0.334
| 250.008 | 0.271 | 0.323
| 129.8974 | 0.154 | 0.334
| 193.9564 | 0.034 | 0.428
| 147.6916 | 0 | 0.488
| 163.7063 | 0 | 0.498
| 141.4636 | 0 | 0.454
| 363.8907 | 0 | 0.395
| 492.0087 | 0 | 0.352
| 450.1924 | 0 | 0.334
| 183.2799 | 0 | 0.325
| 133.4563 | 0 | 0.301
| 99.6473 | 0 | 0.269
| 96.0885 | 0 | 0.256
| 93.4194 | 0 | 0.278
| 76.5149 | 0 | 0.286
| 87.1914 | 0 | 0.32
| 347.876 | 0 | 0.376
| 128.118 | 0 | 0.407
| 118.3312 | 0.05 | 0.376
| 163.7063 | 0.142 | 0.291
| 166.3755 | 0.235 | 0.203
| 827.4288 | 0.289 | 0.157
| 643.2591 | 0.291 | 0.183
| 181.5005 | 0.281 | 0.223
| 110.3238 | 0.222 | 0.229
| 99.6473 | 0.127 | 0.236
| 213.53 | 0.043 | 0.315
| 455.5307 | 0 | 0.398
| 151.2504 | 0 | 0.414
| 244.6698 | 0 | 0.393
| 269.5816 | 0 | 0.367
| 416.3835 | 0 | 0.343
| 234.883 | 0 | 0.323
| 157.4784 | 0 | 0.302
| 131.6768 | 0 | 0.278
| 98.7576 | 0 | 0.259
| 90.7502 | 0 | 0.255
| 102.3165 | 0 | 0.263
| 88.9708 | 0 | 0.269
| 72.9561 | 0 | 0.268
| 330.0818 | 0 | 0.274
| 91.64 | 0 | 0.274
| 130.7871 | 0.048 | 0.259
| 124.5592 | 0.147 | 0.217
| 136.1254 | 0.259 | 0.184
| 91.64 | 0.363 | 0.162
| 1639.7325 | 0.401 | 0.145
| 140.5739 | 0.364 | 0.167
| 96.9782 | 0.273 | 0.203
| 84.5223 | 0.143 | 0.275
| 346.9862 | 0.043 | 0.376
| 141.4636 | 0 | 0.447
| 113.8827 | 0 | 0.486
| 104.9856 | 0 | 0.413
| 106.765 | 0 | 0.385
| 185.0593 | 0 | 0.362
| 201.9638 | 0 | 0.31
| 152.1401 | 0 | 0.274
| 124.5592 | 0 | 0.264
| 107.6547 | 0 | 0.286
| 86.3017 | 0 | 0.333
| 81.8532 | 0 | 0.39
| 106.765 | 0 | 0.46
| 71.1767 | 0 | 0.485
| 118.3312 | 0 | 0.551
| 80.0738 | 0 | 0.563
| 97.8679 | 0.045 | 0.484
| 377.2363 | 0.162 | 0.338
| 177.052 | 0.286 | 0.194
| 103.2062 | 0.356 | 0.127
| 784.7228 | 0.362 | 0.132
| 938.6423 | 0.344 | 0.178
| 98.7576 | 0.267 | 0.187
| 185.0593 | 0.149 | 0.244
| 137.0151 | 0.043 | 0.343
| 82.7429 | 0 | 0.416
| 113.8827 | 0 | 0.435
| 82.7429 | 0 | 0.415
| 88.0811 | 0 | 0.382
| 116.5518 | 0 | 0.346
| 148.5813 | 0 | 0.309
| 200.1844 | 0 | 0.277
| 156.5887 | 0 | 0.259
| 96.0885 | 0 | 0.251
| 88.9708 | 0 | 0.259
| 71.1767 | 0 | 0.284
| 100.537 | 0 | 0.312
| 80.0738 | 0 | 0.343
| 79.184 | 0 | 0.355
| 99.6473 | 0 | 0.363
| 118.3312 | 0.039 | 0.364
| 134.346 | 0.148 | 0.325
| 369.229 | 0.268 | 0.213
| 434.1777 | 0.351 | 0.17
| 225.9859 | 0.384 | 0.133
| 262.464 | 0.347 | 0.117
| 87.1914 | 0.255 | 0.152
| 108.5444 | 0.131 | 0.206
| 182.3902 | 0.029 | 0.279
| 145.9122 | 0 | 0.357
| 114.7724 | 0 | 0.402
| 87.1914 | 0 | 0.413
| 3175.3691 | 0 | 0.387
| 1472.4673 | 0 | 0.343
| 217.0888 | 0 | 0.302
| 139.6842 | 0 | 0.263
| 149.471 | 0 | 0.236
| 124.5592 | 0 | 0.223
| 76.5149 | 0 | 0.223
| 96.9782 | 0 | 0.231
| 79.184 | 0 | 0.243
| 86.3017 | 0 | 0.245
| 120.1106 | 0 | 0.266
| 330.0818 | 0 | 0.313
| 119.2209 | 0.046 | 0.332
| 110.3238 | 0.152 | 0.297
| 761.5903 | 0.246 | 0.179
| 974.2307 | 0.295 | 0.089
| 304.2803 | 0.301 | 0.048
| 84.5223 | 0.252 | 0.034
| 101.4268 | 0.174 | 0.034
| 94.3091 | 0.082 | 0.049
| 74.7355 | 0.012 | 0.069
| 121.89 | 0 | 0.069
| 73.8458 | 0 | 0.063
| 114.7724 | 0 | 0.049
| 251.7875 | 0 | 0.036
| 628.1341 | 0 | 0.026
| 364.7804 | 0 | 0.019
| 409.2658 | 0 | 0.012
| 259.7948 | 0 | 0.005
| 238.4418 | 0 | 0.003
| 238.4418 | 0 | 0.005
| 201.0741 | 0 | 0.013
| 209.9712 | 0 | 0.023
| 185.0593 | 0 | 0.028
| 258.9051 | 0 | 0.021
| 186.8387 | 0 | 0.009
| 449.3027 | 0.019 | 0.003
| 261.5743 | 0.083 | 0.001
| 470.6557 | 0.149 | 0.001
| 1133.4885 | 0.196 | 0.001
| 492.8984 | 0.213 | 0.002
| 118.3312 | 0.189 | 0.008
| 100.537 | 0.126 | 0.025
| 130.7871 | 0.055 | 0.065
| 86.3017 | 0.005 | 0.14
| 96.0885 | 0 | 0.203
| 80.9635 | 0 | 0.243
| 72.9561 | 0 | 0.242
| 307.8391 | 0 | 0.237
| 274.0302 | 0 | 0.243
| 308.7288 | 0 | 0.26
| 121.89 | 0 | 0.279
| 129.8974 | 0 | 0.29
| 85.412 | 0 | 0.296
| 86.3017 | 0 | 0.297
| 98.7576 | 0 | 0.3
| 68.5075 | 0 | 0.343
| 99.6473 | 0 | 0.389
| 199.2947 | 0 | 0.395
| 202.8535 | 0 | 0.407
| 174.3828 | 0.016 | 0.386
| 165.4858 | 0.081 | 0.325
| 469.766 | 0.153 | 0.246
| 274.0302 | 0.215 | 0.19
| 362.1113 | 0.253 | 0.233
| 121.89 | 0.258 | 0.295
| 139.6842 | 0.196 | 0.377
| 102.3165 | 0.086 | 0.473
| 103.2062 | 0.007 | 0.599
| 143.243 | 0 | 0.651
| 121.0003 | 0 | 0.654
| 136.1254 | 0 | 0.622
| 124.5592 | 0 | 0.548
| 498.2367 | 0 | 0.501
| 151.2504 | 0 | 0.477
| 173.4931 | 0 | 0.449
| 173.4931 | 0 | 0.442
| 104.0959 | 0 | 0.505
| 94.3091 | 0 | 0.541
| 81.8532 | 0 | 0.566
| 104.0959 | 0 | 0.581
| 77.4046 | 0 | 0.593
| 127.2283 | 0 | 0.602
| 292.714 | 0 | 0.522
| 89.8605 | 0.005 | 0.461
| 87.1914 | 0.034 | 0.35
| 608.5605 | 0.069 | 0.342
| 1111.2457 | 0.111 | 0.398
| 210.8609 | 0.129 | 0.447
| 93.4194 | 0.106 | 0.493
| 119.2209 | 0.06 | 0.547
| 127.2283 | 0.021 | 0.609
| 860.348 | 0 | 0.651
| 1790.0933 | 0 | 0.661
| 335.42 | 0 | 0.656
| 247.3389 | 0 | 0.658
| 220.6477 | 0 | 0.606
| 976.8998 | 0 | 0.586
| 194.8461 | 0 | 0.591
| 165.4858 | 0 | 0.604
| 103.2062 | 0 | 0.615
| 104.0959 | 0 | 0.627
| 94.3091 | 0 | 0.621
| 97.8679 | 0 | 0.636
| 80.0738 | 0 | 0.65
| 82.7429 | 0 | 0.654
| 353.2142 | 0 | 0.66
| 272.2507 | 0 | 0.656
| 104.0959 | 0.002 | 0.663
| 71.1767 | 0.021 | 0.637
| 97.8679 | 0.044 | 0.623
| 94.3091 | 0.065 | 0.651
| 137.0151 | 0.066 | 0.722
| 199.2947 | 0.055 | 0.715
| 72.0664 | 0.031 | 0.711
| 88.0811 | 0.01 | 0.707
| 102.3165 | 0 | 0.7
| 180.6108 | 0 | 0.7
| 133.4563 | 0 | 0.706
| 199.2947 | 0 | 0.7
| 129.8974 | 0 | 0.687
| 171.7137 | 0 | 0.671
| 102.3165 | 0 | 0.651
| 92.5297 | 0 | 0.651
| 95.1988 | 0 | 0.656
| 106.765 | 0 | 0.635
| 69.3973 | 0 | 0.631
| 86.3017 | 0 | 0.615
| 96.0885 | 0 | 0.591
| 87.1914 | 0 | 0.566
| 79.184 | 0 | 0.548
| 95.1988 | 0 | 0.532
| 88.9708 | 0 | 0.513
| 470.6557 | 0.013 | 0.484
| 1532.0778 | 0.032 | 0.43
| 662.8327 | 0.048 | 0.407
| 172.6034 | 0.053 | 0.386
| 90.7502 | 0.046 | 0.379
| 95.1988 | 0.029 | 0.398
| 85.412 | 0.01 | 0.425
| 87.1914 | 0 | 0.454
| 95.1988 | 0 | 0.47
| 94.3091 | 0 | 0.471
| 158.3681 | 0 | 0.466
| 258.0154 | 0 | 0.461
| 269.5816 | 0 | 0.457
| 425.2806 | 0 | 0.451
| 156.5887 | 0 | 0.435
| 106.765 | 0 | 0.43
| 80.0738 | 0 | 0.431
| 95.1988 | 0 | 0.432
| 85.412 | 0 | 0.426
| 75.6252 | 0 | 0.466
| 94.3091 | 0 | 0.46
| 82.7429 | 0 | 0.42
| 75.6252 | 0 | 0.403
| 306.9494 | 0.009 | 0.453
| 83.6326 | 0.091 | 0.472
| 116.5518 | 0.214 | 0.411
| 213.53 | 0.302 | 0.322
| 126.3386 | 0.327 | 0.281
| 150.3607 | 0.295 | 0.251
| 112.993 | 0.198 | 0.281
| 503.5749 | 0.065 | 0.343
| 109.4341 | 0 | 0.384
| 106.765 | 0 | 0.398
| 95.1988 | 0 | 0.414
| 95.1988 | 0 | 0.407
| 166.3755 | 0 | 0.358
| 153.0298 | 0 | 0.279
| 133.4563 | 0 | 0.214
| 118.3312 | 0 | 0.17
| 77.4046 | 0 | 0.139
| 85.412 | 0 | 0.121
| 95.1988 | 0 | 0.107
| 74.7355 | 0 | 0.091
| 81.8532 | 0 | 0.07
| 72.9561 | 0 | 0.051
| 122.7797 | 0 | 0.036
| 103.2062 | 0 | 0.024
| 89.8605 | 0.003 | 0.011
| 95.1988 | 0.048 | 0.003
| 73.8458 | 0.104 | 0
| 68.5075 | 0.143 | 0
| 115.6621 | 0.152 | 0
| 80.9635 | 0.146 | 0
| 129.8974 | 0.102 | 0
| 95.1988 | 0.043 | 0
| 88.0811 | 0 | 0
| 77.4046 | 0 | 0
| 80.0738 | 0 | 0
| 108.5444 | 0 | 0.001
| 107.6547 | 0 | 0.009
| 210.8609 | 0 | 0.032
| 145.0225 | 0 | 0.059
| 86.3017 | 0 | 0.076
| 78.2943 | 0 | 0.087
| 77.4046 | 0 | 0.103
| 81.8532 | 0 | 0.129
| 77.4046 | 0 | 0.153
| 71.1767 | 0 | 0.173
| 79.184 | 0 | 0.183
| 160.1475 | 0 | 0.21
| 119.2209 | 0 | 0.261
| 104.0959 | 0.004 | 0.308
| 92.5297 | 0.067 | 0.322
| 67.6178 | 0.155 | 0.286
| 79.184 | 0.237 | 0.227
| 102.3165 | 0.288 | 0.192
| 70.287 | 0.271 | 0.212
| 80.0738 | 0.166 | 0.284
| 81.8532 | 0.051 | 0.41
| 550.7295 | 0 | 0.547
| 1914.6523 | 0 | 0.63
| 338.9789 | 0 | 0.65
| 314.9568 | 0 | 0.62
| 313.1773 | 0 | 0.59
| 504.4646 | 0 | 0.54
| 229.5447 | 0 | 0.464
| 207.302 | 0 | 0.426
| 176.1623 | 0 | 0.408
| 198.405 | 0 | 0.364
| 194.8461 | 0 | 0.362
| 180.6108 | 0 | 0.371
| 198.405 | 0 | 0.361
| 193.0667 | 0 | 0.32
| 189.5079 | 0 | 0.323
| 332.7509 | 0 | 0.358
| 437.7365 | 0 | 0.328
| 129.0077 | 0.03 | 0.309
| 86.3017 | 0.08 | 0.333
| 345.2068 | 0.124 | 0.254
| 201.9638 | 0.162 | 0.188
| 110.3238 | 0.188 | 0.181
| 93.4194 | 0.14 | 0.25
| 145.9122 | 0.044 | 0.321
| 132.5665 | 0 | 0.403
| 89.8605 | 0 | 0.456
| 103.2062 | 0 | 0.516
| 1023.1646 | 0 | 0.557
| 203.7432 | 0 | 0.574
| 231.3242 | 0 | 0.556
| 151.2504 | 0 | 0.532
| 95.1988 | 0 | 0.495
| 95.1988 | 0 | 0.47
| 89.8605 | 0 | 0.447
| 84.5223 | 0 | 0.442
| 80.0738 | 0 | 0.444
| 90.7502 | 0 | 0.439
| 82.7429 | 0 | 0.43
| 88.9708 | 0 | 0.444
| 429.7291 | 0 | 0.459
| 1116.584 | 0.001 | 0.47
| 548.0603 | 0.039 | 0.457
| 393.2511 | 0.101 | 0.413
| 161.0372 | 0.159 | 0.387
| 135.2357 | 0.209 | 0.37
| 155.699 | 0.204 | 0.387
| 98.7576 | 0.138 | 0.455
| 86.3017 | 0.048 | 0.559
| 181.5005 | 0 | 0.667
| 212.6403 | 0 | 0.71
| 279.3684 | 0 | 0.72
| 157.4784 | 0 | 0.713
| 155.699 | 0 | 0.682
| 3681.6131 | 0 | 0.64
| 621.0164 | 0 | 0.621
| 118.3312 | 0 | 0.608
| 86.3017 | 0 | 0.581
| 110.3238 | 0 | 0.552
| 75.6252 | 0 | 0.529
| 85.412 | 0 | 0.513
| 91.64 | 0 | 0.5
| 88.9708 | 0 | 0.488
| 80.9635 | 0 | 0.462
| 114.7724 | 0 | 0.432
| 153.0298 | 0.001 | 0.41
| 880.8113 | 0.062 | 0.381
| 279.3684 | 0.171 | 0.329
| 635.2517 | 0.26 | 0.264
| 548.95 | 0.305 | 0.198
| 278.4787 | 0.251 | 0.15
| 205.5226 | 0.151 | 0.131
| 267.8022 | 0.067 | 0.133
| 203.7432 | 0 | 0.146
| 219.758 | 0 | 0.164
| 167.2652 | 0 | 0.194
| 297.1626 | 0 | 0.219
| 105.8753 | 0 | 0.224
| 213.53 | 0 | 0.225
| 121.89 | 0 | 0.238
| 102.3165 | 0 | 0.264
| 90.7502 | 0 | 0.294
| 81.8532 | 0 | 0.311
| 80.9635 | 0 | 0.3
| 82.7429 | 0 | 0.267
| 82.7429 | 0 | 0.225
| 80.9635 | 0 | 0.183
| 78.2943 | 0 | 0.155
| 118.3312 | 0 | 0.141
| 678.8475 | 0 | 0.145
| 538.2736 | 0.057 | 0.163
| 382.5746 | 0.183 | 0.178
| 84.5223 | 0.264 | 0.16
| 80.9635 | 0.29 | 0.126
| 96.9782 | 0.255 | 0.11
| 88.9708 | 0.165 | 0.108
| 127.2283 | 0.049 | 0.102
| 346.0965 | 0 | 0.093
| 124.5592 | 0 | 0.083
| 106.765 | 0 | 0.069
| 83.6326 | 0 | 0.05
| 577.4207 | 0 | 0.029
| 298.942 | 0 | 0.011
| 242.8904 | 0 | 0.003
| 86.3017 | 0 | 0
| 102.3165 | 0 | 0
| 79.184 | 0 | 0
| 82.7429 | 0 | 0.002
| 94.3091 | 0 | 0.014
| 77.4046 | 0 | 0.048
| 73.8458 | 0 | 0.118
| 97.8679 | 0 | 0.213
| 71.1767 | 0 | 0.265
| 362.1113 | 0 | 0.267
| 433.288 | 0.023 | 0.245
| 302.5008 | 0.065 | 0.223
| 217.9785 | 0.089 | 0.227
| 1083.6648 | 0.087 | 0.215
| 391.4717 | 0.066 | 0.18
| 122.7797 | 0.034 | 0.197
| 98.7576 | 0.005 | 0.248
| 70.287 | 0 | 0.266
| 81.8532 | 0 | 0.243
| 128.118 | 0 | 0.237
| 72.0664 | 0 | 0.238
| 79.184 | 0 | 0.227
| 257.1257 | 0 | 0.207
| 290.0449 | 0 | 0.183
| 174.3828 | 0 | 0.152
| 121.0003 | 0 | 0.117
| 102.3165 | 0 | 0.091
| 104.9856 | 0 | 0.068
| 93.4194 | 0 | 0.046
| 125.4489 | 0 | 0.033
| 91.64 | 0 | 0.028
| 69.3973 | 0 | 0.024
| 107.6547 | 0 | 0.028
| 324.7436 | 0 | 0.06
| 154.8092 | 0.01 | 0.103
| 773.1566 | 0.047 | 0.148
| 647.7077 | 0.076 | 0.204
| 459.9792 | 0.084 | 0.257
| 273.1405 | 0.068 | 0.322
| 3472.5318 | 0.035 | 0.423
| 1231.3563 | 0.004 | 0.568
| 104.9856 | 0 | 0.686
| 871.0244 | 0 | 0.738
| 991.1351 | 0 | 0.764
| 2195.8001 | 0 | 0.785
| 233.1036 | 0 | 0.746
| 183.2799 | 0 | 0.676
| 186.8387 | 0 | 0.616
| 153.9195 | 0 | 0.544
| 131.6768 | 0 | 0.519
| 84.5223 | 0 | 0.535
| 87.1914 | 0 | 0.555
| 80.9635 | 0 | 0.551
| 78.2943 | 0 | 0.526
| 88.9708 | 0 | 0.494
| 128.118 | 0 | 0.477
| 137.9048 | 0 | 0.466
| 294.4935 | 0 | 0.441
| 798.9581 | 0.003 | 0.405
| 222.4271 | 0.017 | 0.37
| 216.1991 | 0.03 | 0.349
| 186.8387 | 0.036 | 0.35
| 196.6255 | 0.03 | 0.364
| 140.5739 | 0.015 | 0.38
| 75.6252 | 0.002 | 0.433
| 372.7878 | 0 | 0.507
| 547.1706 | 0 | 0.441
| 415.4938 | 0 | 0.42
| 2310.5725 | 0 | 0.407
| 751.8036 | 0 | 0.405
| 337.1995 | 0 | 0.386
| 466.2072 | 0 | 0.364
| 142.3533 | 0 | 0.335
| 87.1914 | 0 | 0.305
| 104.9856 | 0 | 0.3
| 79.184 | 0 | 0.317
| 80.9635 | 0 | 0.347
| 100.537 | 0 | 0.363
| 76.5149 | 0 | 0.364
| 84.5223 | 0 | 0.355
| 79.184 | 0 | 0.344
| 258.0154 | 0 | 0.32
| 214.4197 | 0.026 | 0.291
| 762.48 | 0.104 | 0.261
| 580.9795 | 0.166 | 0.233
| 246.4492 | 0.181 | 0.238
| 192.177 | 0.151 | 0.27
| 1160.1797 | 0.086 | 0.323
| 508.9132 | 0.014 | 0.389
| 267.8022 | 0 | 0.441
| 213.53 | 0 | 0.457
| 149.471 | 0 | 0.45
| 328.3024 | 0 | 0.441
| 406.5967 | 0 | 0.425
| 298.0523 | 0 | 0.4
| 3073.9423 | 0 | 0.37
| 608.5605 | 0 | 0.342
| 99.6473 | 0 | 0.315
| 73.8458 | 0 | 0.292
| 80.0738 | 0 | 0.278
| 92.5297 | 0 | 0.281
| 81.8532 | 0 | 0.295
| 80.0738 | 0 | 0.315
| 77.4046 | 0 | 0.328
| 66.7281 | 0 | 0.336
| 685.9652 | 0 | 0.337
| 757.1418 | 0.02 | 0.317
| 137.0151 | 0.081 | 0.281
| 72.0664 | 0.135 | 0.224
| 60.5002 | 0.154 | 0.186
| 54.2722 | 0.136 | 0.197
| 64.9487 | 0.091 | 0.264
| 72.9561 | 0.013 | 0.352
| 54.2722 | 0 | 0.434
| 64.059 | 0 | 0.469
| 63.1693 | 0 | 0.475
| 64.059 | 0 | 0.459
| 63.1693 | 0 | 0.431
| 56.0516 | 0 | 0.397
| 69.3973 | 0 | 0.359
| 64.9487 | 0 | 0.323
| 54.2722 | 0 | 0.293
| 57.831 | 0 | 0.272
| 75.6252 | 0 | 0.267
| 56.0516 | 0 | 0.283
| 57.831 | 0 | 0.317
| 64.059 | 0 | 0.352
| 52.4928 | 0 | 0.376
| 72.9561 | 0 | 0.398
| 62.2796 | 0 | 0.417
| 50.7134 | 0.025 | 0.438
| 57.831 | 0.122 | 0.436
| 62.2796 | 0.198 | 0.402
| 63.1693 | 0.214 | 0.299
| 59.6105 | 0.18 | 0.265
| 62.2796 | 0.093 | 0.284
| 48.0443 | 0.006 | 0.324
| 60.5002 | 0 | 0.363
| 72.9561 | 0 | 0.388
| 50.7134 | 0 | 0.383
| 61.3899 | 0 | 0.358
| 60.5002 | 0 | 0.334
| 48.934 | 0 | 0.315
| 64.059 | 0 | 0.314
| 70.287 | 0 | 0.311
| 50.7134 | 0 | 0.3
| 61.3899 | 0 | 0.274
| 56.9413 | 0 | 0.232
| 51.6031 | 0 | 0.207
| 64.9487 | 0 | 0.196
| 66.7281 | 0 | 0.181
| 53.3825 | 0 | 0.162
| 61.3899 | 0 | 0.191
| 53.3825 | 0 | 0.178
| 55.1619 | 0.009 | 0.144
| 61.3899 | 0.068 | 0.124
| 53.3825 | 0.118 | 0.094
| 69.3973 | 0.133 | 0.063
| 61.3899 | 0.109 | 0.046
| 48.934 | 0.052 | 0.039
| 59.6105 | 0.001 | 0.038
| 62.2796 | 0 | 0.037
| 47.1545 | 0 | 0.03
| 76.5149 | 0 | 0.016
| 60.5002 | 0 | 0.007
| 48.934 | 0 | 0.003
| 61.3899 | 0 | 0.002
| 58.7208 | 0 | 0.004
| 60.5002 | 0 | 0.011
| 66.7281 | 0 | 0.023
| 56.0516 | 0 | 0.038
| 53.3825 | 0 | 0.053
| 62.2796 | 0 | 0.073
| 52.4928 | 0 | 0.1
| 70.287 | 0 | 0.127
| 62.2796 | 0 | 0.156
| 49.8237 | 0 | 0.182
| 58.7208 | 0 | 0.215
| 61.3899 | 0.004 | 0.242
| 47.1545 | 0.046 | 0.23
| 66.7281 | 0.086 | 0.206
| 67.6178 | 0.1 | 0.223
| 50.7134 | 0.076 | 0.259
| 61.3899 | 0.033 | 0.261
| 54.2722 | 0 | 0.323
| 55.1619 | 0 | 0.386
| 68.5075 | 0 | 0.435
| 57.831 | 0 | 0.538
| 60.5002 | 0 | 0.552
| 60.5002 | 0 | 0.519
| 48.934 | 0 | 0.529
| 63.1693 | 0 | 0.56
| 69.3973 | 0 | 0.552
| 53.3825 | 0 | 0.503
| 62.2796 | 0 | 0.481
| 50.7134 | 0 | 0.486
| 58.7208 | 0 | 0.488
| 67.6178 | 0 | 0.501
| 56.9413 | 0 | 0.52
| 61.3899 | 0 | 0.526
| 55.1619 | 0 | 0.552
| 55.1619 | 0 | 0.559
| 61.3899 | 0.006 | 0.564
| 48.0443 | 0.06 | 0.552
| 66.7281 | 0.115 | 0.491
| 64.9487 | 0.146 | 0.416
| 53.3825 | 0.164 | 0.359
| 61.3899 | 0.09 | 0.376
| 47.1545 | 0.002 | 0.416
| 62.2796 | 0 | 0.468
| 56.0516 | 0 | 0.507
| 56.0516 | 0 | 0.481
| 72.9561 | 0 | 0.436
| 47.1545 | 0 | 0.408
| 62.2796 | 0 | 0.386
| 55.1619 | 0 | 0.364
| 411.0453 | 0 | 0.335
| 153.9195 | 0 | 0.363
| 112.993 | 0 | 0.418
| 101.4268 | 0 | 0.468
| 105.8753 | 0 | 0.535
| 80.0738 | 0 | 0.592
| 82.7429 | 0 | 0.627
| 176.1623 | 0 | 0.635
| 119.2209 | 0 | 0.617
| 79.184 | 0 | 0.584
| 315.8465 | 0.008 | 0.539
| 143.243 | 0.095 | 0.462
| 900.3848 | 0.182 | 0.352
| 376.3466 | 0.209 | 0.272
| 110.3238 | 0.177 | 0.243
| 183.2799 | 0.081 | 0.262
| 114.7724 | 0 | 0.312
| 116.5518 | 0 | 0.346
| 123.6695 | 0 | 0.332
| 153.0298 | 0 | 0.295
| 888.8186 | 0 | 0.27
| 238.4418 | 0 | 0.251
| 172.6034 | 0 | 0.231
| 126.3386 | 0 | 0.211
| 274.0302 | 0 | 0.198
| 160.1475 | 0 | 0.17
| 73.8458 | 0 | 0.141
| 96.9782 | 0 | 0.124
| 85.412 | 0 | 0.112
| 69.3973 | 0 | 0.103
| 78.2943 | 0 | 0.101
| 96.0885 | 0 | 0.117
| 76.5149 | 0 | 0.139
| 90.7502 | 0 | 0.155
| 340.7583 | 0.004 | 0.148
| 869.2451 | 0.063 | 0.128
| 548.0603 | 0.13 | 0.108
| 148.5813 | 0.154 | 0.079
| 610.3399 | 0.124 | 0.053
| 114.7724 | 0.054 | 0.041
| 1303.4228 | 0 | 0.041
| 1251.8196 | 0 | 0.044
| 1024.944 | 0 | 0.049
| 363.8907 | 0 | 0.059
| 201.0741 | 0 | 0.07
| 201.0741 | 0 | 0.075
| 384.354 | 0 | 0.071
| 202.8535 | 0 | 0.068
| 207.302 | 0 | 0.078
| 207.302 | 0 | 0.103
| 85.412 | 0 | 0.14
| 80.0738 | 0 | 0.193
| 88.0811 | 0 | 0.253
| 90.7502 | 0 | 0.292
| 81.8532 | 0 | 0.305
| 79.184 | 0 | 0.272
| 125.4489 | 0 | 0.222
| 394.1408 | 0 | 0.199
| 97.8679 | 0.003 | 0.189
| 174.3828 | 0.057 | 0.178
| 100.537 | 0.129 | 0.187
| 296.2729 | 0.161 | 0.216
| 1134.3781 | 0.137 | 0.218
| 329.1921 | 0.057 | 0.187
| 121.89 | 0 | 0.155
| 171.7137 | 0 | 0.15
| 130.7871 | 0 | 0.173
| 154.8092 | 0 | 0.2
| 354.1039 | 0 | 0.231
| 221.5374 | 0 | 0.254
| 217.9785 | 0 | 0.272
| 177.9417 | 0 | 0.286
| 144.1328 | 0 | 0.305
| 103.2062 | 0 | 0.323
| 91.64 | 0 | 0.322
| 78.2943 | 0 | 0.304
| 84.5223 | 0 | 0.289
| 96.9782 | 0 | 0.284
| 72.9561 | 0 | 0.289
| 72.9561 | 0 | 0.317
| 105.8753 | 0 | 0.362
| 86.3017 | 0 | 0.436
| 104.9856 | 0 | 0.548
| 332.7509 | 0.039 | 0.622
| 263.3537 | 0.118 | 0.637
| 427.9497 | 0.144 | 0.65
| 135.2357 | 0.111 | 0.585
| 104.9856 | 0.042 | 0.583
| 89.8605 | 0 | 0.61
| 88.9708 | 0 | 0.631
| 89.8605 | 0 | 0.646
| 70.287 | 0 | 0.666
| 225.9859 | 0 | 0.687
| 209.9712 | 0 | 0.695
| 186.8387 | 0 | 0.676
| 242.8904 | 0 | 0.638
| 196.6255 | 0 | 0.581
| 81.8532 | 0 | 0.528
| 89.8605 | 0 | 0.498
| 91.64 | 0 | 0.48
| 84.5223 | 0 | 0.459
| 83.6326 | 0 | 0.454
| 102.3165 | 0 | 0.432
| 115.6621 | 0 | 0.324
| 104.9856 | 0 | 0.176
| 107.6547 | 0 | 0.069
| 103.2062 | 0 | 0.041
| 144.1328 | 0.039 | 0.038
| 369.229 | 0.091 | 0.028
| 241.111 | 0.113 | 0.027
| 2189.5722 | 0.077 | 0.059
| 1744.718 | 0.025 | 0.13
| 2088.1454 | 0 | 0.209
| 325.6333 | 0 | 0.288
| 112.993 | 0 | 0.365
| 714.4358 | 0 | 0.434
| 443.0748 | 0 | 0.476
| 307.8391 | 0 | 0.485
| 218.8683 | 0 | 0.501
| 233.9933 | 0 | 0.503
| 190.3976 | 0 | 0.455
| 168.1549 | 0 | 0.375
| 125.4489 | 0 | 0.316
| 80.0738 | 0 | 0.278
| 78.2943 | 0 | 0.237
| 76.5149 | 0 | 0.185
| 94.3091 | 0 | 0.135
| 67.6178 | 0 | 0.127
| 102.3165 | 0 | 0.146
| 102.3165 | 0 | 0.153
| 70.287 | 0 | 0.145
| 373.6775 | 0.012 | 0.149
| 234.883 | 0.027 | 0.161
| 326.523 | 0.034 | 0.163
| 168.1549 | 0.046 | 0.165
| 90.7502 | 0.021 | 0.175
| 85.412 | 0 | 0.219
| 79.184 | 0 | 0.299
| 96.0885 | 0 | 0.37
| 77.4046 | 0 | 0.412
| 66.7281 | 0 | 0.43
| 502.6852 | 0 | 0.447
| 598.7737 | 0 | 0.464
| 238.4418 | 0 | 0.466
| 296.2729 | 0 | 0.464
| 187.7285 | 0 | 0.421
| 214.4197 | 0 | 0.358
| 80.0738 | 0 | 0.308
| 88.9708 | 0 | 0.277
| 77.4046 | 0 | 0.266
| 70.287 | 0 | 0.27
| 87.1914 | 0 | 0.305
| 121.89 | 0 | 0.362
| 309.6185 | 0 | 0.379
| 290.0449 | 0 | 0.344
| 346.0965 | 0.026 | 0.308
| 433.288 | 0.097 | 0.32
| 137.9048 | 0.124 | 0.378
| 228.655 | 0.086 | 0.432
| 2192.2414 | 0.018 | 0.468
| 878.1421 | 0 | 0.491
| 295.3832 | 0 | 0.496
| 228.655 | 0 | 0.5
| 199.2947 | 0 | 0.523
| 459.9792 | 0 | 0.57
| 174.3828 | 0 | 0.605
| 222.4271 | 0 | 0.614
| 215.3094 | 0 | 0.591
| 273.1405 | 0 | 0.544
| 104.0959 | 0 | 0.492
| 88.9708 | 0 | 0.445
| 71.1767 | 0 | 0.395
| 85.412 | 0 | 0.337
| 94.3091 | 0 | 0.289
| 379.0158 | 0 | 0.261
| 180.6108 | 0 | 0.237
| 119.2209 | 0 | 0.21
| 112.1033 | 0 | 0.178
| 103.2062 | 0 | 0.136
| 518.7 | 0.026 | 0.098
| 113.8827 | 0.097 | 0.068
| 111.2135 | 0.125 | 0.05
| 100.537 | 0.085 | 0.037
| 84.5223 | 0.012 | 0.022
| 402.1482 | 0 | 0.011
| 138.7945 | 0 | 0.006
| 67.6178 | 0 | 0.006
| 431.5086 | 0 | 0.009
| 687.7446 | 0 | 0.015
| 181.5005 | 0 | 0.024
| 185.949 | 0 | 0.037
| 160.1475 | 0 | 0.047
| 157.4784 | 0 | 0.046
| 192.177 | 0 | 0.037
| 90.7502 | 0 | 0.034
| 77.4046 | 0 | 0.045
| 84.5223 | 0 | 0.077
| 98.7576 | 0 | 0.133
| 70.287 | 0 | 0.201
| 74.7355 | 0 | 0.289
| 104.0959 | 0 | 0.383
| 381.6849 | 0 | 0.454
| 116.5518 | 0 | 0.495
| 119.2209 | 0.018 | 0.505
| 297.1626 | 0.067 | 0.485
| 1125.481 | 0.07 | 0.434
| 577.4207 | 0.041 | 0.38
| 86.3017 | 0.004 | 0.328
| 116.5518 | 0 | 0.295
| 447.5233 | 0 | 0.279
| 95.1988 | 0 | 0.265
| 113.8827 | 0 | 0.234
| 242.0007 | 0 | 0.18
| 171.7137 | 0 | 0.121
| 261.5743 | 0 | 0.079
| 307.8391 | 0 | 0.056
| 92.5297 | 0 | 0.047
| 92.5297 | 0 | 0.042
| 85.412 | 0 | 0.038
| 85.412 | 0 | 0.031
| 77.4046 | 0 | 0.025
| 80.0738 | 0 | 0.021
| 449.3027 | 0 | 0.017
| 302.5008 | 0 | 0.013
| 84.5223 | 0 | 0.01
| 72.9561 | 0 | 0.008
| 119.2209 | 0 | 0.008
| 147.6916 | 0.015 | 0.013
| 1387.0553 | 0.071 | 0.016
| 135.2357 | 0.089 | 0.011
| 112.1033 | 0.056 | 0.005
| 101.4268 | 0.004 | 0.002
| 129.0077 | 0 | 0.001
| 92.5297 | 0 | 0
| 346.9862 | 0 | 0.001
| 112.1033 | 0 | 0.002
| 175.2725 | 0 | 0.002
| 240.2213 | 0 | 0
| 168.1549 | 0 | 0
| 176.1623 | 0 | 0
| 156.5887 | 0 | 0
| 136.1254 | 0 | 0.001
| 90.7502 | 0 | 0.002
| 88.0811 | 0 | 0.003
| 88.0811 | 0 | 0.002
| 89.8605 | 0 | 0.002
| 80.9635 | 0 | 0.002
| 66.7281 | 0 | 0.004
| 93.4194 | 0 | 0.007
| 320.295 | 0 | 0.012
| 648.5974 | 0 | 0.016
| 220.6477 | 0.005 | 0.014
| 335.42 | 0.029 | 0.01
| 266.0228 | 0.043 | 0.006
| 95.1988 | 0.032 | 0.008
| 99.6473 | 0.001 | 0.017
| 66.7281 | 0 | 0.023
| 104.0959 | 0 | 0.022
| 127.2283 | 0 | 0.015
| 104.0959 | 0 | 0.011
| 738.4579 | 0 | 0.011
| 330.9715 | 0 | 0.013
| 254.4566 | 0 | 0.02
| 179.7211 | 0 | 0.035
| 161.9269 | 0 | 0.049
| 161.9269 | 0 | 0.064
| 113.8827 | 0 | 0.082
| 95.1988 | 0 | 0.097
| 81.8532 | 0 | 0.121
| 85.412 | 0 | 0.174
| 83.6326 | 0 | 0.231
| 84.5223 | 0 | 0.266
| 98.7576 | 0 | 0.273
| 441.2953 | 0 | 0.257
| 90.7502 | 0 | 0.253
| 102.3165 | 0.004 | 0.243
| 147.6916 | 0.031 | 0.199
| 751.8036 | 0.042 | 0.179
| 517.8103 | 0.027 | 0.194
| 318.5156 | 0 | 0.238
| 198.405 | 0 | 0.323
| 411.935 | 0 | 0.413
| 252.6772 | 0 | 0.478
| 899.4952 | 0 | 0.476
| 1106.7971 | 0 | 0.435
| 171.7137 | 0 | 0.4
| 204.6329 | 0 | 0.378
| 298.0523 | 0 | 0.341
| 225.9859 | 0 | 0.314
| 91.64 | 0 | 0.288
| 93.4194 | 0 | 0.267
| 81.8532 | 0 | 0.246
| 100.537 | 0 | 0.207
| 83.6326 | 0 | 0.156
| 67.6178 | 0 | 0.107
| 78.2943 | 0 | 0.072
| 135.2357 | 0 | 0.037
| 189.5079 | 0 | 0.008
| 323.8538 | 0 | 0
| 109.4341 | 0 | 0
| 196.6255 | 0 | 0.002
| 254.4566 | 0 | 0.019
| 185.0593 | 0 | 0.054
| 119.2209 | 0 | 0.07
| 114.7724 | 0 | 0.06
| 114.7724 | 0 | 0.045
| 88.9708 | 0 | 0.043
| 332.7509 | 0 | 0.036
| 367.4495 | 0 | 0.028
| 159.2578 | 0 | 0.021
| 171.7137 | 0 | 0.015
| 171.7137 | 0 | 0.013
| 163.7063 | 0 | 0.02
| 125.4489 | 0 | 0.033
| 93.4194 | 0 | 0.054
| 93.4194 | 0 | 0.078
| 75.6252 | 0 | 0.103
| 91.64 | 0 | 0.13
| 82.7429 | 0 | 0.155
| 71.1767 | 0 | 0.176
| 159.2578 | 0 | 0.204
| 396.8099 | 0 | 0.254
| 99.6473 | 0 | 0.313
| 127.2283 | 0 | 0.347
| 464.4278 | 0.005 | 0.346
| 645.9283 | 0.008 | 0.341
| 313.1773 | 0.003 | 0.363
| 98.7576 | 0 | 0.414
| 73.8458 | 0 | 0.413
| 86.3017 | 0 | 0.442
| 110.3238 | 0 | 0.483
| 741.1271 | 0 | 0.501
| 237.5521 | 0 | 0.484
| 195.7358 | 0 | 0.423
| 165.4858 | 0 | 0.43
| 148.5813 | 0 | 0.438
| 86.3017 | 0 | 0.447
| 76.5149 | 0 | 0.467
| 84.5223 | 0 | 0.491
| 78.2943 | 0 | 0.523
| 65.8384 | 0 | 0.558
| 78.2943 | 0 | 0.59
| 406.5967 | 0 | 0.61
| 124.5592 | 0 | 0.595
| 147.6916 | 0 | 0.576
| 138.7945 | 0 | 0.566
| 114.7724 | 0 | 0.555
| 1484.0335 | 0.002 | 0.535
| 651.2665 | 0.041 | 0.502
| 123.6695 | 0.062 | 0.488
| 124.5592 | 0.038 | 0.49
| 120.1106 | 0 | 0.513
| 100.537 | 0 | 0.542
| 81.8532 | 0 | 0.56
| 424.3909 | 0 | 0.561
| 1898.6377 | 0 | 0.529
| 4028.5993 | 0 | 0.483
| 141.4636 | 0 | 0.425
| 154.8092 | 0 | 0.368
| 167.2652 | 0 | 0.32
| 178.8314 | 0 | 0.281
| 88.9708 | 0 | 0.273
| 88.9708 | 0 | 0.281
| 81.8532 | 0 | 0.302
| 75.6252 | 0 | 0.337
| 94.3091 | 0 | 0.369
| 79.184 | 0 | 0.391
| 66.7281 | 0 | 0.378
| 164.596 | 0 | 0.358
| 434.1777 | 0 | 0.332
| 1023.1646 | 0 | 0.289
| 426.1703 | 0 | 0.247
| 108.5444 | 0.022 | 0.212
| 79.184 | 0.029 | 0.177
| 120.1106 | 0.015 | 0.154
| 87.1914 | 0 | 0.151
| 78.2943 | 0 | 0.168
| 160.1475 | 0 | 0.199
| 79.184 | 0 | 0.225
| 80.9635 | 0 | 0.231
| 97.8679 | 0 | 0.23
| 142.3533 | 0 | 0.233
| 204.6329 | 0 | 0.235
| 283.817 | 0 | 0.236
| 212.6403 | 0 | 0.24
| 212.6403 | 0 | 0.249
| 136.1254 | 0 | 0.258
| 121.0003 | 0 | 0.267
| 112.993 | 0 | 0.278
| 114.7724 | 0 | 0.286
| 80.9635 | 0 | 0.289
| 424.3909 | 0 | 0.281
| 118.3312 | 0 | 0.283
| 103.2062 | 0 | 0.299
| 163.7063 | 0 | 0.318
| 211.7506 | 0 | 0.336
| 911.0614 | 0.03 | 0.353
| 345.2068 | 0.054 | 0.358
| 145.9122 | 0.023 | 0.358
| 93.4194 | 0 | 0.367
| 107.6547 | 0 | 0.379
| 82.7429 | 0 | 0.388
| 80.0738 | 0 | 0.391
| 72.0664 | 0 | 0.391
| 772.2668 | 0 | 0.395
| 1831.0199 | 0 | 0.405
| 1415.5259 | 0 | 0.413
| 295.3832 | 0 | 0.393
| 290.9346 | 0 | 0.341
| 144.1328 | 0 | 0.276
| 110.3238 | 0 | 0.201
| 104.0959 | 0 | 0.126
| 103.2062 | 0 | 0.079
| 88.0811 | 0 | 0.053
| 87.1914 | 0 | 0.035
| 552.5089 | 0 | 0.024
| 142.3533 | 0 | 0.015
| 85.412 | 0 | 0.009
| 96.0885 | 0 | 0.006
| 1214.4519 | 0 | 0.004
| 1726.0342 | 0.003 | 0.004
| 384.354 | 0.007 | 0.005
| 138.7945 | 0.002 | 0.006
| 88.9708 | 0 | 0.007
| 105.8753 | 0 | 0.01
| 94.3091 | 0 | 0.015
| 89.8605 | 0 | 0.029
| 83.6326 | 0 | 0.058
| 109.4341 | 0 | 0.102
| 854.12 | 0 | 0.153
| 1207.3342 | 0 | 0.198
| 360.3319 | 0 | 0.227
| 381.6849 | 0 | 0.238
| 305.17 | 0 | 0.222
| 135.2357 | 0 | 0.198
| 110.3238 | 0 | 0.179
| 104.9856 | 0 | 0.165
| 90.7502 | 0 | 0.137
| 85.412 | 0 | 0.088
| 83.6326 | 0 | 0.062
| 137.0151 | 0 | 0.065
| 125.4489 | 0 | 0.065
| 377.2363 | 0 | 0.072
| 159.2578 | 0 | 0.086
| 798.9581 | 0 | 0.097
| 1089.003 | 0.001 | 0.113
| 292.714 | 0 | 0.156
| 115.6621 | 0 | 0.196
| 104.0959 | 0 | 0.202
| 113.8827 | 0 | 0.185
| 121.0003 | 0 | 0.159
| 111.2135 | 0 | 0.126
| 103.2062 | 0 | 0.099
| 580.0899 | 0 | 0.086
| 708.2078 | 0 | 0.076
| 241.111 | 0 | 0.054
| 166.3755 | 0 | 0.028
| 135.2357 | 0 | 0.014
| 83.6326 | 0 | 0.006
| 91.64 | 0 | 0.002
| 93.4194 | 0 | 0
| 83.6326 | 0 | 0
| 76.5149 | 0 | 0.001
| 72.0664 | 0 | 0.003
| 122.7797 | 0 | 0.01
| 136.1254 | 0 | 0.014
| 80.9635 | 0 | 0.015
| 325.6333 | 0 | 0.015
| 143.243 | 0.005 | 0.018
| 847.8921 | 0.012 | 0.023
| 426.1703 | 0.003 | 0.026
| 133.4563 | 0 | 0.032
| 100.537 | 0 | 0.043
| 122.7797 | 0 | 0.06
| 767.8183 | 0 | 0.082
| 1157.5106 | 0 | 0.097
| 371.8981 | 0 | 0.101
| 260.6846 | 0 | 0.1
| 254.4566 | 0 | 0.102
| 164.596 | 0 | 0.102
| 124.5592 | 0 | 0.098
| 165.4858 | 0 | 0.088
| 101.4268 | 0 | 0.088
| 83.6326 | 0 | 0.098
| 93.4194 | 0 | 0.11
| 86.3017 | 0 | 0.113
| 75.6252 | 0 | 0.108
| 94.3091 | 0 | 0.105
| 94.3091 | 0 | 0.111
| 67.6178 | 0 | 0.115
| 228.655 | 0 | 0.127
| 209.9712 | 0 | 0.153
| 141.4636 | 0.002 | 0.187
| 100.537 | 0.004 | 0.199
| 949.3188 | 0 | 0.201
| 214.4197 | 0 | 0.221
| 141.4636 | 0 | 0.248
| 119.2209 | 0 | 0.273
| 121.0003 | 0 | 0.309
| 293.6038 | 0 | 0.367
| 840.7744 | 0 | 0.413
| 293.6038 | 0 | 0.44
| 239.3315 | 0 | 0.471
| 157.4784 | 0 | 0.526
| 98.7576 | 0 | 0.591
| 65.8384 | 0 | 0.642
| 84.5223 | 0 | 0.674
| 80.0738 | 0 | 0.69
| 65.8384 | 0 | 0.684
| 94.3091 | 0 | 0.661
| 80.9635 | 0 | 0.642
| 376.3466 | 0 | 0.642
| 162.8166 | 0 | 0.613
| 128.118 | 0 | 0.562
| 73.8458 | 0 | 0.538
| 914.6202 | 0 | 0.539
| 133.4563 | 0.002 | 0.544
| 106.765 | 0.009 | 0.526
| 295.3832 | 0 | 0.491
| 130.7871 | 0 | 0.458
| 108.5444 | 0 | 0.422
| 111.2135 | 0 | 0.369
| 241.111 | 0 | 0.318
| 206.4123 | 0 | 0.285
| 380.7952 | 0 | 0.27
| 549.8397 | 0 | 0.251
| 340.7583 | 0 | 0.217
| 307.8391 | 0 | 0.175
| 207.302 | 0 | 0.139
| 167.2652 | 0 | 0.103
| 91.64 | 0 | 0.074
| 80.0738 | 0 | 0.06
| 72.0664 | 0 | 0.058
| 73.8458 | 0 | 0.06
| 79.184 | 0 | 0.054
| 67.6178 | 0 | 0.048
| 163.7063 | 0 | 0.05
| 403.9276 | 0 | 0.061
| 152.1401 | 0 | 0.074
| 1266.055 | 0 | 0.087
| 2458.2642 | 0 | 0.111
| 2581.9336 | 0.002 | 0.148
| 129.8974 | 0 | 0.198
| 104.9856 | 0 | 0.256
| 73.8458 | 0 | 0.316
| 88.9708 | 0 | 0.357
| 95.1988 | 0 | 0.403
| 71.1767 | 0 | 0.463
| 266.9125 | 0 | 0.516
| 1866.6082 | 0 | 0.577
| 393.2511 | 0 | 0.658
| 185.949 | 0 | 0.66
| 237.5521 | 0 | 0.672
| 237.5521 | 0 | 0.657
| 68.5075 | 0 | 0.593
| 88.0811 | 0 | 0.484
| 85.412 | 0 | 0.367
| 66.7281 | 0 | 0.228
| 80.9635 | 0 | 0.165
| 396.8099 | 0 | 0.148
| 157.4784 | 0 | 0.163
| 153.0298 | 0 | 0.178
| 102.3165 | 0 | 0.184
| 1951.1305 | 0 | 0.182
| 1041.8485 | 0 | 0.17
| 2293.6682 | 0 | 0.157
| 761.5903 | 0 | 0.152
| 352.3245 | 0 | 0.154
| 121.0003 | 0 | 0.175
| 120.1106 | 0 | 0.217
| 88.9708 | 0 | 0.257
| 340.7583 | 0 | 0.274
| 182.3902 | 0 | 0.257
| 301.6111 | 0 | 0.225
| 282.9272 | 0 | 0.197
| 242.8904 | 0 | 0.181
| 323.8538 | 0 | 0.167
| 462.6483 | 0 | 0.155
| 414.6041 | 0 | 0.152
| 119.2209 | 0 | 0.151
| 137.0151 | 0 | 0.147
| 127.2283 | 0 | 0.139
| 129.8974 | 0 | 0.12
| 129.8974 | 0 | 0.086
| 129.0077 | 0 | 0.054
| 348.7657 | 0 | 0.036
| 253.5669 | 0 | 0.027
| 443.0748 | 0 | 0.023
| 250.008 | 0 | 0.019
| 209.9712 | 0 | 0.02
| 346.0965 | 0 | 0.025
| 78.2943 | 0 | 0.025
| 81.8532 | 0 | 0.022
| 90.7502 | 0 | 0.017
| 1125.481 | 0 | 0.012
| 726.8917 | 0 | 0.012
| 465.3175 | 0 | 0.014
| 464.4278 | 0 | 0.018
| 439.5159 | 0 | 0.019
| 434.1777 | 0 | 0.017
| 512.472 | 0 | 0.015
| 282.0375 | 0 | 0.011
| 185.0593 | 0 | 0.005
| 100.537 | 0 | 0.001
| 121.0003 | 0 | 0
| 108.5444 | 0 | 0.002
| 99.6473 | 0 | 0.014
| 122.7797 | 0 | 0.046
| 130.7871 | 0 | 0.076
| 93.4194 | 0 | 0.089
| 121.0003 | 0 | 0.087
| 320.295 | 0 | 0.082
| 107.6547 | 0 | 0.087
| 483.1116 | 0 | 0.112
| 453.7512 | 0 | 0.135
| 144.1328 | 0 | 0.152
| 353.2142 | 0 | 0.185
| 185.949 | 0 | 0.237
| 129.0077 | 0 | 0.278
| 180.6108 | 0 | 0.275
| 333.6406 | 0 | 0.265
| 404.8173 | 0 | 0.268
| 386.1334 | 0 | 0.272
| 306.0597 | 0 | 0.271
| 337.1995 | 0 | 0.264
| 319.4053 | 0 | 0.252
| 269.5816 | 0 | 0.235
| 84.5223 | 0 | 0.227
| 80.0738 | 0 | 0.212
| 87.1914 | 0 | 0.185
| 101.4268 | 0 | 0.154
| 108.5444 | 0 | 0.128
| 118.3312 | 0 | 0.102
| 121.89 | 0 | 0.07
| 308.7288 | 0 | 0.043
| 212.6403 | 0 | 0.023
| 2207.3664 | 0 | 0.011
| 974.2307 | 0 | 0.002
| 588.9869 | 0 | 0
| 309.6185 | 0 | 0
| 80.0738 | 0 | 0
| 104.9856 | 0 | 0
| 77.4046 | 0 | 0.002
| 102.3165 | 0 | 0.009
| 1113.0252 | 0 | 0.021
| 542.7221 | 0 | 0.033
| 284.7067 | 0 | 0.038
| 265.1331 | 0 | 0.035
| 263.3537 | 0 | 0.029
| 251.7875 | 0 | 0.021
| 267.8022 | 0 | 0.014
| 190.3976 | 0 | 0.009
| 102.3165 | 0 | 0.005
| 128.118 | 0 | 0.002
| 102.3165 | 0 | 0.001
| 106.765 | 0 | 0
| 120.1106 | 0 | 0
| 103.2062 | 0 | 0
| 414.6041 | 0 | 0
| 107.6547 | 0 | 0
| 191.2873 | 0 | 0
| 381.6849 | 0 | 0
| 486.6705 | 0 | 0.001
| 338.9789 | 0 | 0.002
| 153.9195 | 0 | 0.003
| 155.699 | 0 | 0.005
| 93.4194 | 0 | 0.009
| 208.1918 | 0 | 0.013
| 657.4945 | 0 | 0.015
| 2567.6982 | 0 | 0.022
| 1166.4076 | 0 | 0.034
| 397.6996 | 0 | 0.046
| 395.0305 | 0 | 0.056
| 362.1113 | 0 | 0.072
| 207.302 | 0 | 0.1
| 79.184 | 0 | 0.134
| 85.412 | 0 | 0.176
| 76.5149 | 0 | 0.236
| 68.5075 | 0 | 0.291
| 79.184 | 0 | 0.322
| 73.8458 | 0 | 0.332
| 71.1767 | 0 | 0.316
| 315.8465 | 0 | 0.285
| 645.0386 | 0 | 0.264
| 1015.1573 | 0 | 0.249
| 456.4204 | 0 | 0.241
| 1593.4677 | 0 | 0.244
| 143.243 | 0 | 0.261
| 172.6034 | 0 | 0.285
| 121.0003 | 0 | 0.311
| 123.6695 | 0 | 0.326
| 536.4941 | 0 | 0.357
| 887.0392 | 0 | 0.381
| 742.9064 | 0 | 0.374
| 603.2222 | 0 | 0.379
| 262.464 | 0 | 0.41
| 274.0302 | 0 | 0.443
| 170.824 | 0 | 0.459
| 96.0885 | 0 | 0.46
| 72.9561 | 0 | 0.457
| 79.184 | 0 | 0.449
| 68.5075 | 0 | 0.455
| 104.9856 | 0 | 0.472
| 88.0811 | 0 | 0.479
| 626.3547 | 0 | 0.473
| 132.5665 | 0 | 0.454
| 44.4854 | 0 | 0.425
| 30.2501 | 0 | 0.404
| 38.2575 | 0 | 0.398
| 41.8163 | 0 | 0.41
| 30.2501 | 0 | 0.432
| 37.3678 | 0 | 0.459
| 41.8163 | 0 | 0.488
| 27.581 | 0 | 0.509
| 39.1472 | 0 | 0.523
| 42.706 | 0 | 0.507
| 27.581 | 0 | 0.467
| 40.0369 | 0 | 0.42
| 36.478 | 0 | 0.388
| 30.2501 | 0 | 0.375
| 40.9266 | 0 | 0.373
| 40.9266 | 0 | 0.355
| 36.478 | 0 | 0.341
| 39.1472 | 0 | 0.348
| 27.581 | 0 | 0.356
| 40.0369 | 0 | 0.354
| 30.2501 | 0 | 0.343
| 36.478 | 0 | 0.322
| 36.478 | 0 | 0.305
| 30.2501 | 0 | 0.273
| 40.0369 | 0 | 0.225
| 25.8015 | 0 | 0.2
| 40.9266 | 0 | 0.186
| 28.4707 | 0 | 0.19
| 37.3678 | 0 | 0.227
| 34.6986 | 0 | 0.261
| 32.9192 | 0 | 0.281
| 39.1472 | 0 | 0.284
| 28.4707 | 0 | 0.291
| 40.9266 | 0 | 0.318
| 26.6912 | 0 | 0.321
| 40.9266 | 0 | 0.328
| 28.4707 | 0 | 0.328
| 40.9266 | 0 | 0.347
| 27.581 | 0 | 0.395
| 40.9266 | 0 | 0.398
| 29.3604 | 0 | 0.406
| 39.1472 | 0 | 0.43
| 30.2501 | 0 | 0.509
| 37.3678 | 0 | 0.541
| 32.0295 | 0 | 0.547
| 36.478 | 0 | 0.571
| 32.0295 | 0 | 0.604
| 34.6986 | 0 | 0.649
| 32.9192 | 0 | 0.651
| 37.3678 | 0 | 0.619
| 32.9192 | 0 | 0.651
| 33.8089 | 0 | 0.684
| 32.9192 | 0 | 0.714
| 34.6986 | 0 | 0.735
| 32.9192 | 0 | 0.768
| 34.6986 | 0 | 0.795
| 32.0295 | 0 | 0.799
| 34.6986 | 0 | 0.799
| 31.1398 | 0 | 0.819
| 35.5883 | 0 | 0.84
| 29.3604 | 0 | 0.851
| 37.3678 | 0 | 0.867
| 28.4707 | 0 | 0.874
| 38.2575 | 0 | 0.875
| 27.581 | 0 | 0.86
| 39.1472 | 0 | 0.867
| 26.6912 | 0 | 0.851
| 40.0369 | 0 | 0.833
| 25.8015 | 0 | 0.815
| 40.9266 | 0 | 0.791
| 25.8015 | 0 | 0.775
| 40.0369 | 0 | 0.778
| 25.8015 | 0 | 0.748
| 40.0369 | 0 | 0.712
| 25.8015 | 0 | 0.699
| 40.9266 | 0 | 0.727
| 25.8015 | 0 | 0.672
| 39.1472 | 0 | 0.662
| 27.581 | 0 | 0.655
| 37.3678 | 0 | 0.628
| 30.2501 | 0 | 0.606
| 34.6986 | 0 | 0.586
| 32.0295 | 0 | 0.578
| 32.9192 | 0 | 0.585
| 32.9192 | 0 | 0.583
| 31.1398 | 0 | 0.578
| 35.5883 | 0 | 0.56
| 28.4707 | 0 | 0.552
| 37.3678 | 0 | 0.556
| 26.6912 | 0 | 0.562
| 40.0369 | 0 | 0.555
| 25.8015 | 0 | 0.525
| 40.0369 | 0 | 0.494
| 26.6912 | 0 | 0.486
| 39.1472 | 0 | 0.474
| 25.8015 | 0 | 0.456
| 39.1472 | 0 | 0.447
| 26.6912 | 0 | 0.454
| 35.5883 | 0 | 0.46
| 32.0295 | 0 | 0.464
| 32.9192 | 0 | 0.491
| 32.9192 | 0 | 0.544
| 31.1398 | 0 | 0.571
| 35.5883 | 0 | 0.544
| 27.581 | 0 | 0.516
| 39.1472 | 0 | 0.452
| 26.6912 | 0 | 0.433
| 40.0369 | 0 | 0.467
| 26.6912 | 0 | 0.496
| 39.1472 | 0 | 0.513
| 25.8015 | 0 | 0.543
| 40.0369 | 0 | 0.577
| 24.9118 | 0 | 0.566
| 36.478 | 0 | 0.525
| 28.4707 | 0 | 0.517
| 32.0295 | 0 | 0.501
| 32.9192 | 0 | 0.476
| 26.6912 | 0 | 0.454
| 38.2575 | 0 | 0.476
| 24.9118 | 0 | 0.497
| 39.1472 | 0 | 0.486
| 25.8015 | 0 | 0.477
| 35.5883 | 0 | 0.466
| 28.4707 | 0 | 0.447
| 31.1398 | 0 | 0.466
| 33.8089 | 0 | 0.457
| 26.6912 | 0 | 0.467
| 38.2575 | 0 | 0.488
| 25.8015 | 0 | 0.51
| 39.1472 | 0 | 0.513
| 24.9118 | 0 | 0.456
| 39.1472 | 0 | 0.41
| 25.8015 | 0 | 0.378
| 34.6986 | 0 | 0.335
| 29.3604 | 0 | 0.281
| 29.3604 | 0 | 0.243
| 35.5883 | 0 | 0.21
| 25.8015 | 0 | 0.212
| 38.2575 | 0 | 0.233
| 24.9118 | 0 | 0.254
| 37.3678 | 0 | 0.249
| 26.6912 | 0 | 0.233
| 30.2501 | 0 | 0.208
| 32.9192 | 0 | 0.194
| 24.9118 | 0 | 0.193
| 38.2575 | 0 | 0.205
| 24.9118 | 0 | 0.192
| 36.478 | 0 | 0.168
| 26.6912 | 0 | 0.153
| 32.0295 | 0 | 0.152
| 32.0295 | 0 | 0.161
| 25.8015 | 0 | 0.157
| 38.2575 | 0 | 0.142
| 25.8015 | 0 | 0.119
| 38.2575 | 0 | 0.087
| 24.9118 | 0 | 0.066
| 34.6986 | 0 | 0.046
| 29.3604 | 0 | 0.029
| 27.581 | 0 | 0.017
| 35.5883 | 0 | 0.013
| 24.9118 | 0 | 0.013
| 39.1472 | 0 | 0.017
| 24.9118 | 0 | 0.018
| 34.6986 | 0 | 0.018
| 29.3604 | 0 | 0.014
| 24.9118 | 0 | 0.007
| 38.2575 | 0 | 0.002
| 24.9118 | 0 | 0.001
| 36.478 | 0 | 0
| 26.6912 | 0 | 0
| 28.4707 | 0 | 0.001
| 34.6986 | 0 | 0.002
| 25.8015 | 0 | 0.005
| 38.2575 | 0 | 0.012
| 32.9192 | 0 | 0.019
| 37.3678 | 0 | 0.022
| 26.6912 | 0 | 0.028
| 27.581 | 0 | 0.036
| 38.2575 | 0 | 0.04
| 24.9118 | 0 | 0.025
| 38.2575 | 0 | 0.014
| 24.0221 | 0 | 0.009
| 34.6986 | 0 | 0.003
| 34.6986 | 0 | 0.001
| 25.8015 | 0 | 0
| 37.3678 | 0 | 0.002
| 25.8015 | 0 | 0.01
| 38.2575 | 0 | 0.022
| 24.9118 | 0 | 0.027
| 30.2501 | 0 | 0.022
| 32.9192 | 0 | 0.015
| 24.9118 | 0 | 0.019
| 39.1472 | 0 | 0.03
| 24.9118 | 0 | 0.044
| 32.0295 | 0 | 0.055
| 31.1398 | 0 | 0.074
| 26.6912 | 0 | 0.093
| 39.1472 | 0 | 0.078
| 24.9118 | 0 | 0.065
| 35.5883 | 0 | 0.072
| 27.581 | 0 | 0.087
| 26.6912 | 0 | 0.169
| 37.3678 | 0 | 0.281
| 24.0221 | 0 | 0.302
| 39.1472 | 0 | 0.285
| 24.9118 | 0 | 0.281
| 29.3604 | 0 | 0.282
| 34.6986 | 0 | 0.284
| 25.8015 | 0 | 0.27
| 39.1472 | 0 | 0.251
| 24.9118 | 0 | 0.244
| 30.2501 | 0 | 0.25
| 34.6986 | 0 | 0.27
| 24.9118 | 0 | 0.27
| 40.0369 | 0 | 0.259
| 24.9118 | 0 | 0.266
| 30.2501 | 0 | 0.256
| 34.6986 | 0 | 0.241
| 25.8015 | 0 | 0.245
| 39.1472 | 0 | 0.255
| 25.8015 | 0 | 0.277
| 28.4707 | 0 | 0.27
| 36.478 | 0 | 0.313
| 26.6912 | 0 | 0.362
| 39.1472 | 0 | 0.38
| 25.8015 | 0 | 0.407
| 28.4707 | 0 | 0.451
| 35.5883 | 0 | 0.491
| 25.8015 | 0 | 0.516
| 39.1472 | 0 | 0.578
| 24.9118 | 0 | 0.61
| 29.3604 | 0 | 0.583
| 35.5883 | 0 | 0.559
| 24.9118 | 0 | 0.547
| 39.1472 | 0 | 0.554
| 24.9118 | 0 | 0.571
| 30.2501 | 0 | 0.574
| 33.8089 | 0 | 0.584
| 25.8015 | 0 | 0.601
| 39.1472 | 0 | 0.588
| 24.9118 | 0 | 0.566
| 32.0295 | 0 | 0.56
| 32.9192 | 0 | 0.542
| 25.8015 | 0 | 0.533
| 39.1472 | 0 | 0.484
| 24.9118 | 0 | 0.466
| 32.9192 | 0 | 0.481
| 32.0295 | 0 | 0.479
| 24.9118 | 0 | 0.471
| 39.1472 | 0 | 0.462
| 25.8015 | 0 | 0.485
| 34.6986 | 0 | 0.485
| 30.2501 | 0 | 0.435
| 25.8015 | 0 | 0.355
| 40.0369 | 0 | 0.316
| 25.8015 | 0 | 0.289
| 34.6986 | 0 | 0.278
| 30.2501 | 0 | 0.241
| 25.8015 | 0 | 0.182
| 40.0369 | 0 | 0.149
| 25.8015 | 0 | 0.121
| 34.6986 | 0 | 0.088
| 30.2501 | 0 | 0.061
| 25.8015 | 0 | 0.044
| 39.1472 | 0 | 0.027
| 24.9118 | 0 | 0.011
| 33.8089 | 0 | 0.002
| 31.1398 | 0 | 0.001
| 24.9118 | 0 | 0
| 39.1472 | 0 | 0
| 24.9118 | 0 | 0
| 33.8089 | 0 | 0.001
| 31.1398 | 0 | 0.003
| 24.9118 | 0 | 0.008
| 39.1472 | 0 | 0.02
| 25.8015 | 0 | 0.035
| 32.9192 | 0 | 0.046
| 31.1398 | 0 | 0.045
| 25.8015 | 0 | 0.038
| 38.2575 | 0 | 0.036
| 25.8015 | 0 | 0.033
| 33.8089 | 0 | 0.023
| 30.2501 | 0 | 0.01
| 25.8015 | 0 | 0.002
| 38.2575 | 0 | 0
| 25.8015 | 0 | 0
| 33.8089 | 0 | 0
| 30.2501 | 0 | 0
| 24.9118 | 0 | 0
| 37.3678 | 0 | 0
| 25.8015 | 0 | 0
| 30.2501 | 0 | 0
| 32.9192 | 0 | 0
| 25.8015 | 0 | 0
| 38.2575 | 0 | 0
| 25.8015 | 0 | 0
| 34.6986 | 0 | 0
| 31.1398 | 0 | 0
| 24.9118 | 0 | 0
| 39.1472 | 0 | 0
| 24.9118 | 0 | 0
| 34.6986 | 0 | 0.004
| 29.3604 | 0 | 0.012
| 25.8015 | 0 | 0.019
| 38.2575 | 0 | 0.029
| 24.9118 | 0 | 0.042
| 38.2575 | 0 | 0.054
| 25.8015 | 0 | 0.069
| 29.3604 | 0 | 0.087
| 34.6986 | 0 | 0.108
| 24.9118 | 0 | 0.151
| 38.2575 | 0 | 0.214
| 24.9118 | 0 | 0.277
| 32.0295 | 0 | 0.305
| 32.9192 | 0 | 0.305
| 24.9118 | 0 | 0.294
| 38.2575 | 0 | 0.302
| 25.8015 | 0 | 0.336
| 35.5883 | 0 | 0.374
| 28.4707 | 0 | 0.394
| 26.6912 | 0 | 0.396
| 36.478 | 0 | 0.413
| 25.8015 | 0 | 0.419
| 38.2575 | 0 | 0.426
| 24.9118 | 0 | 0.436
| 31.1398 | 0 | 0.434
| 32.9192 | 0 | 0.435
| 25.8015 | 0 | 0.425
| 39.1472 | 0 | 0.422
| 25.8015 | 0 | 0.43
| 34.6986 | 0 | 0.424
| 29.3604 | 0 | 0.413
| 26.6912 | 0 | 0.412
| 38.2575 | 0 | 0.436
| 25.8015 | 0 | 0.472
| 38.2575 | 0 | 0.501
| 27.581 | 0 | 0.513
| 30.2501 | 0 | 0.506
| 33.8089 | 0 | 0.484
| 24.9118 | 0 | 0.469
| 38.2575 | 0 | 0.456
| 25.8015 | 0 | 0.45
| 31.1398 | 0 | 0.476
| 32.9192 | 0 | 0.513
| 24.9118 | 0 | 0.538
| 39.1472 | 0 | 0.538
| 677.9578 | 0 | 0.518
| 291.8243 | 0 | 0.495
| 222.4271 | 0 | 0.467
| 169.0446 | 0 | 0.436
| 118.3312 | 0 | 0.413
| 118.3312 | 0 | 0.401
| 59.6105 | 0 | 0.408
| 68.5075 | 0 | 0.423
| 116.5518 | 0 | 0.44
| 93.4194 | 0 | 0.456
| 91.64 | 0 | 0.46
| 96.0885 | 0 | 0.429
| 618.3473 | 0 | 0.38
| 217.9785 | 0 | 0.35
| 251.7875 | 0 | 0.34
| 1101.459 | 0 | 0.343
| 465.3175 | 0 | 0.35
| 724.2226 | 0 | 0.373
| 167.2652 | 0 | 0.398
| 117.4415 | 0 | 0.407
| 172.6034 | 0 | 0.402
| 139.6842 | 0 | 0.39
| 336.3097 | 0 | 0.374
| 2440.47 | 0 | 0.367
| 1593.4677 | 0 | 0.362
| 224.2065 | 0 | 0.343
| 82.7429 | 0 | 0.312
| 76.5149 | 0 | 0.288
| 80.0738 | 0 | 0.264
| 74.7355 | 0 | 0.234
| 109.4341 | 0 | 0.212
| 78.2943 | 0 | 0.195
| 64.9487 | 0 | 0.184
| 102.3165 | 0 | 0.172
| 61.3899 | 0 | 0.155
| 525.8177 | 0 | 0.138
| 282.9272 | 0 | 0.118
| 596.9943 | 0 | 0.093
| 173.4931 | 0 | 0.065
| 104.9856 | 0 | 0.042
| 358.5525 | 0 | 0.025
| 156.5887 | 0 | 0.012
| 74.7355 | 0 | 0.004
| 75.6252 | 0 | 0.001
| 64.9487 | 0 | 0
| 166.3755 | 0 | 0.001
| 2522.3232 | 0 | 0.001
| 174.3828 | 0 | 0.002
| 306.9494 | 0 | 0.003
| 348.7657 | 0 | 0.003
| 81.8532 | 0 | 0.003
| 80.0738 | 0 | 0.002
| 74.7355 | 0 | 0.001
| 79.184 | 0 | 0
| 61.3899 | 0 | 0
| 124.5592 | 0 | 0
| 93.4194 | 0 | 0
| 107.6547 | 0 | 0
| 114.7724 | 0 | 0
| 92.5297 | 0 | 0
| 98.7576 | 0 | 0.001
| 1299.8639 | 0 | 0.006
| 774.0463 | 0 | 0.014
| 542.7221 | 0 | 0.025
| 808.7449 | 0 | 0.033
| 1307.8713 | 0 | 0.05
| 504.4646 | 0 | 0.08
| 161.9269 | 0 | 0.118
| 161.0372 | 0 | 0.155
| 116.5518 | 0 | 0.195
| 278.4787 | 0 | 0.241
| 298.942 | 0 | 0.266
| 243.7801 | 0 | 0.266
| 222.4271 | 0 | 0.263
| 175.2725 | 0 | 0.247
| 119.2209 | 0 | 0.228
| 77.4046 | 0 | 0.21
| 93.4194 | 0 | 0.211
| 72.9561 | 0 | 0.22
| 72.9561 | 0 | 0.206
| 97.8679 | 0 | 0.186
| 71.1767 | 0 | 0.192
| 66.7281 | 0 | 0.224
| 283.817 | 0 | 0.251
| 171.7137 | 0 | 0.253
| 152.1401 | 0 | 0.24
| 1192.2092 | 0 | 0.216
| 906.6129 | 0 | 0.181
| 856.7891 | 0 | 0.133
| 2095.2632 | 0 | 0.076
| 593.4355 | 0 | 0.041
| 104.9856 | 0 | 0.029
| 114.7724 | 0 | 0.02
| 133.4563 | 0 | 0.012
| 918.179 | 0 | 0.008
| 760.7007 | 0 | 0.011
| 361.2216 | 0 | 0.015
| 227.7653 | 0 | 0.019
| 129.8974 | 0 | 0.026
| 101.4268 | 0 | 0.036
| 121.89 | 0 | 0.05
| 121.0003 | 0 | 0.05
| 96.9782 | 0 | 0.04
| 140.5739 | 0 | 0.031
| 92.5297 | 0 | 0.026
| 89.8605 | 0 | 0.024
| 72.0664 | 0 | 0.02
| 85.412 | 0 | 0.026
| 91.64 | 0 | 0.049
| 488.4499 | 0 | 0.087
| 316.7362 | 0 | 0.139
| 1434.2098 | 0 | 0.202
| 317.6259 | 0 | 0.261
| 181.5005 | 0 | 0.282
| 139.6842 | 0 | 0.278
| 132.5665 | 0 | 0.256
| 137.9048 | 0 | 0.194
| 177.052 | 0 | 0.101
| 245.5595 | 0 | 0.022
| 316.7362 | 0 | 0.005
| 278.4787 | 0 | 0.009
| 277.589 | 0 | 0.019
| 155.699 | 0 | 0.024
| 77.4046 | 0 | 0.027
| 90.7502 | 0 | 0.026
| 73.8458 | 0 | 0.016
| 70.287 | 0 | 0.004
| 86.3017 | 0 | 0
| 67.6178 | 0 | 0
| 78.2943 | 0 | 0
| 66.7281 | 0 | 0.001
| 459.9792 | 0 | 0.003
| 584.5384 | 0 | 0.008
| 307.8391 | 0 | 0.016
| 348.7657 | 0 | 0.022
| 1194.8784 | 0 | 0.028
| 305.17 | 0 | 0.035
| 182.3902 | 0 | 0.037
| 193.9564 | 0 | 0.041
| 313.1773 | 0 | 0.051
| 172.6034 | 0 | 0.051
| 334.5303 | 0 | 0.047
| 544.5015 | 0 | 0.056
| 2579.2644 | 0 | 0.095
| 232.2139 | 0 | 0.157
| 201.0741 | 0 | 0.217
| 233.1036 | 0 | 0.272
| 139.6842 | 0 | 0.29
| 141.4636 | 0 | 0.294
| 114.7724 | 0 | 0.235
| 78.2943 | 0 | 0.145
| 96.0885 | 0 | 0.07
| 64.059 | 0 | 0.04
| 77.4046 | 0 | 0.047
| 68.5075 | 0 | 0.062
| 92.5297 | 0 | 0.082
| 545.3912 | 0 | 0.128
| 252.6772 | 0 | 0.276
| 335.42 | 0 | 0.449
| 377.2363 | 0 | 0.555
| 1066.7603 | 0 | 0.595
| 321.1847 | 0 | 0.583
| 368.3393 | 0 | 0.492
| 104.0959 | 0 | 0.332
| 93.4194 | 0 | 0.212
| 103.2062 | 0 | 0.127
| 226.8756 | 0 | 0.075
| 266.0228 | 0 | 0.058
| 280.2581 | 0 | 0.039
| 674.3989 | 0 | 0.032
| 397.6996 | 0 | 0.027
| 233.1036 | 0 | 0.021
| 107.6547 | 0 | 0.023
| 107.6547 | 0 | 0.028
| 84.5223 | 0 | 0.039
| 71.1767 | 0 | 0.078
| 92.5297 | 0 | 0.172
| 69.3973 | 0 | 0.281
| 79.184 | 0 | 0.334
| 64.059 | 0 | 0.315
| 537.3838 | 0 | 0.295
| 515.1411 | 0 | 0.325
| 379.0158 | 0 | 0.413
| 393.2511 | 0 | 0.464
| 427.06 | 0 | 0.442
| 422.6115 | 0 | 0.323
| 169.0446 | 0 | 0.225
| 53.3825 | 0 | 0.193
| 41.8163 | 0 | 0.183
| 52.4928 | 0 | 0.193
| 39.1472 | 0 | 0.225
| 54.2722 | 0 | 0.24
| 38.2575 | 0 | 0.235
| 53.3825 | 0 | 0.263
| 38.2575 | 0 | 0.312
| 53.3825 | 0 | 0.381
| 38.2575 | 0 | 0.444
| 52.4928 | 0 | 0.501
| 38.2575 | 0 | 0.565
| 50.7134 | 0 | 0.603
| 39.1472 | 0 | 0.585
| 49.8237 | 0 | 0.535
| 40.0369 | 0 | 0.484
| 48.0443 | 0 | 0.395
| 40.9266 | 0 | 0.339
| 46.2648 | 0 | 0.348
| 42.706 | 0 | 0.381
| 43.5957 | 0 | 0.425
| 45.3751 | 0 | 0.484
| 40.9266 | 0 | 0.513
| 47.1545 | 0 | 0.556
| 39.1472 | 0 | 0.571
| 50.7134 | 0 | 0.578
| 37.3678 | 0 | 0.59
| 50.7134 | 0 | 0.606
| 37.3678 | 0 | 0.636
| 53.3825 | 0 | 0.662
| 36.478 | 0 | 0.666
| 50.7134 | 0 | 0.652
| 37.3678 | 0 | 0.633
| 50.7134 | 0 | 0.56
| 37.3678 | 0 | 0.45
| 50.7134 | 0 | 0.341
| 38.2575 | 0 | 0.261
| 47.1545 | 0 | 0.185
| 40.9266 | 0 | 0.104
| 43.5957 | 0 | 0.043
| 43.5957 | 0 | 0.024
| 39.1472 | 0 | 0.017
| 48.0443 | 0 | 0.009
| 36.478 | 0 | 0.004
| 50.7134 | 0 | 0.003
| 36.478 | 0 | 0.001
| 49.8237 | 0 | 0.001
| 37.3678 | 0 | 0
| 47.1545 | 0 | 0.002
| 40.0369 | 0 | 0.011
| 43.5957 | 0 | 0.019
| 43.5957 | 0 | 0.049
| 39.1472 | 0 | 0.143
| 48.0443 | 0 | 0.28
| 36.478 | 0 | 0.361
| 50.7134 | 0 | 0.41
| 37.3678 | 0 | 0.484
| 50.7134 | 0 | 0.586
| 36.478 | 0 | 0.599
| 47.1545 | 0 | 0.593
| 40.9266 | 0 | 0.576
| 41.8163 | 0 | 0.538
| 46.2648 | 0 | 0.464
| 53.3825 | 0 | 0.408
| 67.6178 | 0 | 0.41
| 39.1472 | 0 | 0.376
| 65.8384 | 0 | 0.305
| 53.3825 | 0 | 0.216
| 64.059 | 0 | 0.169
| 40.0369 | 0 | 0.127
| 59.6105 | 0 | 0.101
| 45.3751 | 0 | 0.095
| 39.1472 | 0 | 0.092
| 49.8237 | 0 | 0.386
| 36.478 | 0 | 0.401
| 50.7134 | 0 | 0.405
| 37.3678 | 0 | 0.412
| 48.0443 | 0 | 0.435
| 56.0516 | 0 | 0.481
| 42.706 | 0 | 0.538
| 61.3899 | 0 | 0.583
| 53.3825 | 0 | 0.605
Note on C5: revins: Node is not compulsory if used in multiple places

## System types
name | Sys 1
technologies | Grid
HP
Boiler
MicroCHP
PV
ST
CHP
Battery
Hot Water Tank
GSHP

## Sheet1
Time series ID | Elec | Irradiation1 | Irradiation2 | Irradiation3 | Irradiation4 | Wind1 | Wind2 | Wind3 | Wind4
Type | Demand | Source | Source | Source | Source | Source | Source | Source | Source
Stream | Elec | Irradiation1 | Irradiation2 | Irradiation3 | Irradiation4 | Wind1 | Wind2 | Wind3 | Wind4
Node
Units | kW | kW/m2 | kW/m2 | kW/m2 | kW/m2 | kW/m2 | kW/m2 | kW/m2 | kW/m2
Source
Data | 0.394 | 0 | 0.152 | 0 | 0.205 | 0 | 0.044 | 0 | 0.089
| 0.16 | 0 | 0.127 | 0 | 0.179 | 0 | 0.061 | 0 | 0.119
| 0.144 | 0 | 0.111 | 0 | 0.129 | 0 | 0.082 | 0 | 0.145
| 0.111 | 0 | 0.1 | 0 | 0.134 | 0 | 0.093 | 0 | 0.163
| 0.116 | 0 | 0.094 | 0 | 0.155 | 0 | 0.1 | 0 | 0.177
| 0.087 | 0 | 0.096 | 0 | 0.176 | 0 | 0.12 | 0 | 0.208
| 0.067 | 0 | 0.1 | 0 | 0.205 | 0 | 0.139 | 0 | 0.261
| 0.077 | 0 | 0.1 | 0 | 0.231 | 0 | 0.144 | 0 | 0.259
| 0.063 | 0 | 0.093 | 0 | 0.215 | 0 | 0.148 | 0 | 0.27
| 0.243 | 0.043 | 0.088 | 0.097 | 0.12 | 0 | 0.162 | 0.003 | 0.3
| 0.656 | 0.145 | 0.061 | 0.303 | 0.013 | 0.028 | 0.218 | 0.032 | 0.302
| 0.535 | 0.251 | 0.052 | 0.457 | 0 | 0.09 | 0.176 | 0.08 | 0.244
| 0.807 | 0.305 | 0.073 | 0.54 | 0 | 0.135 | 0.132 | 0.12 | 0.2
| 1.37 | 0.321 | 0.082 | 0.551 | 0 | 0.139 | 0.132 | 0.128 | 0.175
| 0.333 | 0.259 | 0.1 | 0.496 | 0 | 0.135 | 0.123 | 0.125 | 0.125
| 0.602 | 0.131 | 0.121 | 0.361 | 0.012 | 0.094 | 0.121 | 0.096 | 0.072
| 0.568 | 0.044 | 0.153 | 0.135 | 0.115 | 0.054 | 0.119 | 0.05 | 0.048
| 0.471 | 0.002 | 0.223 | 0.001 | 0.289 | 0.026 | 0.12 | 0.014 | 0.048
| 0.516 | 0 | 0.25 | 0 | 0.314 | 0 | 0.138 | 0 | 0.047
| 0.644 | 0 | 0.264 | 0 | 0.234 | 0 | 0.137 | 0 | 0.049
| 0.817 | 0 | 0.274 | 0 | 0.143 | 0 | 0.128 | 0 | 0.05
| 0.657 | 0 | 0.294 | 0 | 0.076 | 0 | 0.166 | 0 | 0.045
| 0.583 | 0 | 0.32 | 0 | 0.041 | 0 | 0.137 | 0 | 0.039
| 0.528 | 0 | 0.337 | 0 | 0.03 | 0 | 0.13 | 0 | 0.039
| 0.528 | 0 | 0.315 | 0 | 0.021 | 0 | 0.118 | 0 | 0.051
| 0.528 | 0 | 0.269 | 0 | 0.012 | 0 | 0.146 | 0 | 0.074
| 0.528 | 0 | 0.219 | 0 | 0.006 | 0 | 0.171 | 0 | 0.097
| 0.528 | 0 | 0.185 | 0 | 0.017 | 0 | 0.151 | 0 | 0.102
| 0.528 | 0 | 0.172 | 0 | 0.038 | 0 | 0.133 | 0 | 0.093
| 0.528 | 0 | 0.204 | 0 | 0.062 | 0 | 0.121 | 0 | 0.073
| 0.528 | 0 | 0.317 | 0 | 0.081 | 0 | 0.163 | 0 | 0.047
| 0.528 | 0 | 0.306 | 0 | 0.079 | 0 | 0.148 | 0 | 0.017
| 0.528 | 0 | 0.3 | 0 | 0.078 | 0 | 0.12 | 0 | 0.005
| 0.528 | 0.045 | 0.243 | 0.044 | 0.052 | 0 | 0.118 | 0.001 | 0.003
| 0.528 | 0.14 | 0.127 | 0.176 | 0.008 | 0.04 | 0.14 | 0.042 | 0.003
| 0.528 | 0.212 | 0.132 | 0.322 | 0 | 0.113 | 0.15 | 0.1 | 0.003
| 0.528 | 0.134 | 0.141 | 0.408 | 0 | 0.181 | 0.13 | 0.149 | 0.003
| 0.528 | 0.076 | 0.145 | 0.426 | 0 | 0.236 | 0.182 | 0.163 | 0.004
| 0.528 | 0.116 | 0.105 | 0.404 | 0 | 0.224 | 0.217 | 0.166 | 0.005
| 0.528 | 0.119 | 0.145 | 0.294 | 0 | 0.166 | 0.238 | 0.129 | 0.004
| 0.528 | 0.041 | 0.16 | 0.124 | 0.01 | 0.094 | 0.238 | 0.081 | 0.003
| 0.528 | 0.002 | 0.21 | 0.001 | 0.066 | 0.026 | 0.229 | 0.021 | 0.002
| 0.528 | 0 | 0.245 | 0 | 0.085 | 0 | 0.214 | 0 | 0.001
| 0.528 | 0 | 0.209 | 0 | 0.046 | 0 | 0.191 | 0 | 0.001
| 0.528 | 0 | 0.203 | 0 | 0.039 | 0 | 0.17 | 0 | 0.002
| 0.528 | 0 | 0.187 | 0 | 0.04 | 0 | 0.168 | 0 | 0.003
| 0.528 | 0 | 0.201 | 0 | 0.032 | 0 | 0.147 | 0 | 0.003
| 0.528 | 0 | 0.182 | 0 | 0.025 | 0 | 0.147 | 0 | 0.004
| 0.528 | 0 | 0.153 | 0 | 0.016 | 0 | 0.16 | 0 | 0.004
| 0.528 | 0 | 0.135 | 0 | 0.008 | 0 | 0.166 | 0 | 0.005
| 0.528 | 0 | 0.132 | 0 | 0.003 | 0 | 0.13 | 0 | 0.006
| 0.528 | 0 | 0.133 | 0 | 0.001 | 0 | 0.08 | 0 | 0.01
| 0.528 | 0 | 0.149 | 0 | 0 | 0 | 0.049 | 0 | 0.019
| 0.528 | 0 | 0.118 | 0 | 0 | 0 | 0.023 | 0 | 0.023
| 0.528 | 0 | 0.1 | 0 | 0.002 | 0 | 0.015 | 0 | 0.027
| 0.528 | 0 | 0.114 | 0 | 0.004 | 0 | 0.013 | 0 | 0.037
| 0.528 | 0 | 0.115 | 0 | 0.004 | 0 | 0.011 | 0 | 0.047
| 0.528 | 0.046 | 0.095 | 0.046 | 0.001 | 0 | 0.01 | 0.001 | 0.061
| 0.528 | 0.124 | 0.067 | 0.18 | 0 | 0.03 | 0.011 | 0.026 | 0.069
| 0.528 | 0.161 | 0.048 | 0.326 | 0 | 0.105 | 0.015 | 0.065 | 0.081
| 0.528 | 0.157 | 0.032 | 0.436 | 0 | 0.163 | 0.011 | 0.09 | 0.088
| 0.528 | 0.142 | 0.02 | 0.385 | 0 | 0.197 | 0.014 | 0.08 | 0.112
| 0.528 | 0.104 | 0.009 | 0.253 | 0.004 | 0.163 | 0.019 | 0.061 | 0.137
| 0.528 | 0.053 | 0.004 | 0.121 | 0.015 | 0.104 | 0.036 | 0.046 | 0.179
| 0.528 | 0.014 | 0.024 | 0.044 | 0.023 | 0.047 | 0.076 | 0.034 | 0.192
| 0.528 | 0 | 0.088 | 0 | 0.044 | 0.01 | 0.14 | 0.009 | 0.181
| 0.528 | 0 | 0.151 | 0 | 0.047 | 0 | 0.21 | 0 | 0.22
| 0.528 | 0 | 0.103 | 0 | 0.038 | 0 | 0.274 | 0 | 0.346
| 0.528 | 0 | 0.068 | 0 | 0.034 | 0 | 0.295 | 0 | 0.29
| 0.528 | 0 | 0.091 | 0 | 0.025 | 0 | 0.318 | 0 | 0.33
| 0.528 | 0 | 0.134 | 0 | 0.026 | 0 | 0.362 | 0 | 0.452
| 0.528 | 0 | 0.172 | 0 | 0.037 | 0 | 0.314 | 0 | 0.661
| 0.528 | 0 | 0.235 | 0 | 0.035 | 0 | 0.261 | 0 | 0.72
| 0.528 | 0 | 0.302 | 0 | 0.059 | 0 | 0.196 | 0 | 0.649
| 0.528 | 0 | 0.313 | 0 | 0.066 | 0 | 0.139 | 0 | 0.582
| 0.528 | 0 | 0.345 | 0 | 0.043 | 0 | 0.084 | 0 | 0.431
| 0.528 | 0 | 0.32 | 0 | 0.023 | 0 | 0.043 | 0 | 0.309
| 0.528 | 0 | 0.296 | 0 | 0.01 | 0 | 0.017 | 0 | 0.204
| 0.528 | 0 | 0.274 | 0 | 0.012 | 0 | 0.002 | 0 | 0.149
| 0.528 | 0 | 0.272 | 0 | 0.02 | 0 | 0 | 0 | 0.1
| 0.528 | 0 | 0.253 | 0 | 0.021 | 0 | 0 | 0 | 0.088
| 0.528 | 0.023 | 0.193 | 0.007 | 0.019 | 0 | 0 | 0 | 0.082
| 0.528 | 0.089 | 0.177 | 0.048 | 0.013 | 0.014 | 0.002 | 0.027 | 0.062
| 0.528 | 0.188 | 0.196 | 0.133 | 0.016 | 0.055 | 0.005 | 0.065 | 0.045
| 0.528 | 0.362 | 0.186 | 0.267 | 0.024 | 0.102 | 0.005 | 0.12 | 0.041
| 0.528 | 0.446 | 0.172 | 0.28 | 0.034 | 0.134 | 0.003 | 0.132 | 0.041
| 0.528 | 0.37 | 0.186 | 0.195 | 0.04 | 0.135 | 0.003 | 0.154 | 0.028
| 0.528 | 0.266 | 0.197 | 0.116 | 0.04 | 0.104 | 0.01 | 0.1 | 0.02
| 0.528 | 0.08 | 0.245 | 0.042 | 0.044 | 0.051 | 0.079 | 0.05 | 0.018
| 0.528 | 0.001 | 0.29 | 0 | 0.048 | 0.01 | 0.131 | 0.008 | 0.017
| 0.528 | 0 | 0.302 | 0 | 0.045 | 0 | 0.238 | 0 | 0.018
| 0.528 | 0 | 0.334 | 0 | 0.033 | 0 | 0.289 | 0 | 0.017
| 0.528 | 0 | 0.399 | 0 | 0.02 | 0 | 0.279 | 0 | 0.012
| 0.528 | 0 | 0.428 | 0 | 0.009 | 0 | 0.278 | 0 | 0.009
| 0.528 | 0 | 0.437 | 0 | 0.001 | 0 | 0.223 | 0 | 0.006
| 0.528 | 0 | 0.398 | 0 | 0 | 0 | 0.183 | 0 | 0.005
| 0.528 | 0 | 0.344 | 0 | 0 | 0 | 0.168 | 0 | 0.004
| 0.528 | 0 | 0.301 | 0 | 0.005 | 0 | 0.156 | 0 | 0.009
| 0.528 | 0 | 0.261 | 0 | 0.061 | 0 | 0.148 | 0 | 0.011
| 0.528 | 0 | 0.209 | 0 | 0.121 | 0 | 0.13 | 0 | 0.013
| 0.528 | 0 | 0.185 | 0 | 0.146 | 0 | 0.101 | 0 | 0.015
| 0.528 | 0 | 0.165 | 0 | 0.143 | 0 | 0.069 | 0 | 0.016
| 0.528 | 0 | 0.152 | 0 | 0.136 | 0 | 0.062 | 0 | 0.018
| 0.528 | 0 | 0.146 | 0 | 0.132 | 0 | 0.06 | 0 | 0.025
| 0.528 | 0 | 0.118 | 0 | 0.104 | 0 | 0.062 | 0 | 0.042
| 0.528 | 0.021 | 0.079 | 0.049 | 0.072 | 0 | 0.049 | 0 | 0.06
| 0.528 | 0.055 | 0.046 | 0.24 | 0.02 | 0.033 | 0.045 | 0.013 | 0.069
| 0.528 | 0.08 | 0.039 | 0.363 | 0.003 | 0.125 | 0.038 | 0.035 | 0.092
| 0.528 | 0.077 | 0.024 | 0.306 | 0 | 0.164 | 0.027 | 0.049 | 0.175
| 0.528 | 0.066 | 0.015 | 0.247 | 0 | 0.22 | 0.025 | 0.056 | 0.315
| 0.528 | 0.045 | 0.009 | 0.171 | 0.002 | 0.29 | 0.026 | 0.048 | 0.347
| 0.528 | 0.03 | 0.021 | 0.09 | 0.018 | 0.227 | 0.035 | 0.039 | 0.313
| 0.528 | 0.009 | 0.058 | 0.015 | 0.073 | 0.069 | 0.057 | 0.02 | 0.259
| 0.528 | 0 | 0.101 | 0 | 0.099 | 0.009 | 0.113 | 0.001 | 0.327
| 0.528 | 0 | 0.105 | 0 | 0.11 | 0 | 0.207 | 0 | 0.317
| 0.528 | 0 | 0.152 | 0 | 0.128 | 0 | 0.284 | 0 | 0.289
| 0.528 | 0 | 0.227 | 0 | 0.142 | 0 | 0.295 | 0 | 0.381
| 0.528 | 0 | 0.46 | 0 | 0.156 | 0 | 0.309 | 0 | 0.491
| 0.528 | 0 | 0.494 | 0 | 0.23 | 0 | 0.297 | 0 | 0.642
| 0.528 | 0 | 0.604 | 0 | 0.261 | 0 | 0.234 | 0 | 0.686
| 0.528 | 0 | 0.674 | 0 | 0.303 | 0 | 0.136 | 0 | 0.655
| 0.528 | 0 | 0.674 | 0 | 0.272 | 0 | 0.06 | 0 | 0.556
| 0.528 | 0 | 0.741 | 0 | 0.201 | 0 | 0.045 | 0 | 0.407
| 0.528 | 0 | 0.763 | 0 | 0.125 | 0 | 0.021 | 0 | 0.231
| 0.528 | 0 | 0.732 | 0 | 0.083 | 0 | 0.005 | 0 | 0.132
| 0.528 | 0 | 0.654 | 0 | 0.041 | 0 | 0.015 | 0 | 0.077
| 0.528 | 0 | 0.494 | 0 | 0.019 | 0 | 0.021 | 0 | 0.062
| 0.528 | 0 | 0.371 | 0 | 0.106 | 0 | 0.016 | 0 | 0.042
| 0.528 | 0 | 0.254 | 0 | 0.168 | 0 | 0.007 | 0 | 0.019
| 0.528 | 0.015 | 0.148 | 0.016 | 0.234 | 0 | 0.002 | 0.002 | 0.01
| 0.528 | 0.057 | 0.102 | 0.099 | 0.326 | 0.011 | 0 | 0.053 | 0.005
| 0.528 | 0.099 | 0.077 | 0.237 | 0.376 | 0.062 | 0 | 0.112 | 0.001
| 0.528 | 0.14 | 0.047 | 0.261 | 0.367 | 0.133 | 0 | 0.169 | 0
| 0.528 | 0.139 | 0.029 | 0.297 | 0.341 | 0.15 | 0 | 0.163 | 0.001
| 0.528 | 0.125 | 0.021 | 0.263 | 0.325 | 0.142 | 0 | 0.148 | 0.001
| 0.528 | 0.108 | 0.026 | 0.16 | 0.31 | 0.123 | 0 | 0.143 | 0.001
| 0.528 | 0.066 | 0.038 | 0.049 | 0.279 | 0.08 | 0 | 0.09 | 0.001
| 0.528 | 0.001 | 0.055 | 0 | 0.256 | 0.022 | 0 | 0.026 | 0.001
| 0.528 | 0 | 0.077 | 0 | 0.251 | 0 | 0 | 0 | 0
| 0.528 | 0 | 0.076 | 0 | 0.226 | 0 | 0.002 | 0 | 0
| 0.528 | 0 | 0.064 | 0 | 0.208 | 0 | 0.006 | 0 | 0
| 0.528 | 0 | 0.061 | 0 | 0.18 | 0 | 0.008 | 0 | 0
| 0.528 | 0 | 0.048 | 0 | 0.159 | 0 | 0.009 | 0 | 0
| 0.528 | 0 | 0.036 | 0 | 0.146 | 0 | 0.011 | 0 | 0
| 0.528 | 0 | 0.028 | 0 | 0.123 | 0 | 0.013 | 0 | 0.001
| 0.528 | 0 | 0.02 | 0 | 0.091 | 0 | 0.017 | 0 | 0.002
| 0.528 | 0 | 0.017 | 0 | 0.065 | 0 | 0.018 | 0 | 0.004
| 0.528 | 0 | 0.015 | 0 | 0.045 | 0 | 0.023 | 0 | 0.009
| 0.528 | 0 | 0.019 | 0 | 0.026 | 0 | 0.032 | 0 | 0.016
| 0.528 | 0 | 0.025 | 0 | 0.017 | 0 | 0.038 | 0 | 0.021
| 0.528 | 0 | 0.02 | 0 | 0.017 | 0 | 0.042 | 0 | 0.032
| 0.528 | 0 | 0.017 | 0 | 0.029 | 0 | 0.046 | 0 | 0.053
| 0.528 | 0 | 0.009 | 0 | 0.048 | 0 | 0.045 | 0 | 0.076
| 0.528 | 0.008 | 0.005 | 0.018 | 0.075 | 0 | 0.05 | 0 | 0.091
| 0.528 | 0.036 | 0.003 | 0.088 | 0.102 | 0.011 | 0.056 | 0.008 | 0.088
| 0.528 | 0.056 | 0.001 | 0.126 | 0.085 | 0.045 | 0.045 | 0.028 | 0.067
| 0.528 | 0.063 | 0 | 0.125 | 0.078 | 0.095 | 0.028 | 0.051 | 0.048
| 0.528 | 0.053 | 0 | 0.101 | 0.084 | 0.14 | 0.015 | 0.077 | 0.033
| 0.528 | 0.036 | 0.002 | 0.069 | 0.098 | 0.162 | 0.015 | 0.104 | 0.018
| 0.528 | 0.021 | 0.018 | 0.039 | 0.117 | 0.177 | 0.011 | 0.088 | 0.01
| 0.528 | 0.006 | 0.064 | 0.014 | 0.134 | 0.126 | 0.011 | 0.039 | 0.005
| 0.528 | 0 | 0.151 | 0 | 0.148 | 0.03 | 0.013 | 0.006 | 0.003
| 0.528 | 0 | 0.199 | 0 | 0.145 | 0 | 0.012 | 0 | 0.002
| 0.528 | 0 | 0.234 | 0 | 0.138 | 0 | 0.01 | 0 | 0.002
| 0.528 | 0 | 0.337 | 0 | 0.134 | 0 | 0.011 | 0 | 0.001
| 0.528 | 0 | 0.332 | 0 | 0.138 | 0 | 0.012 | 0 | 0.002
| 0.528 | 0 | 0.28 | 0 | 0.112 | 0 | 0.013 | 0 | 0.002
| 0.528 | 0 | 0.201 | 0 | 0.09 | 0 | 0.016 | 0 | 0.002
| 0.528 | 0 | 0.116 | 0 | 0.087 | 0 | 0.017 | 0 | 0.003
| 0.528 | 0 | 0.066 | 0 | 0.074 | 0 | 0.02 | 0 | 0.003
| 0.528 | 0 | 0.051 | 0 | 0.054 | 0 | 0.024 | 0 | 0.002
| 0.528 | 0 | 0.036 | 0 | 0.035 | 0 | 0.023 | 0 | 0.001
| 0.528 | 0 | 0.02 | 0 | 0.022 | 0 | 0.025 | 0 | 0
| 0.528 | 0 | 0.005 | 0 | 0.018 | 0 | 0.03 | 0 | 0
| 0.528 | 0 | 0.001 | 0 | 0.015 | 0 | 0.035 | 0 | 0
| 0.528 | 0 | 0 | 0 | 0.017 | 0 | 0.037 | 0 | 0
| 0.528 | 0 | 0 | 0 | 0.013 | 0 | 0.031 | 0 | 0
| 0.528 | 0.003 | 0 | 0.012 | 0.014 | 0 | 0.025 | 0.005 | 0
| 0.528 | 0.021 | 0 | 0.096 | 0.018 | 0.006 | 0.025 | 0.072 | 0
| 0.528 | 0.053 | 0 | 0.199 | 0.015 | 0.055 | 0.019 | 0.134 | 0
| 0.528 | 0.086 | 0 | 0.286 | 0.009 | 0.134 | 0.013 | 0.168 | 0
| 0.528 | 0.096 | 0 | 0.32 | 0.009 | 0.196 | 0.009 | 0.173 | 0
| 0.528 | 0.09 | 0 | 0.277 | 0.008 | 0.209 | 0.008 | 0.129 | 0
| 0.528 | 0.052 | 0 | 0.174 | 0.011 | 0.178 | 0.01 | 0.096 | 0
| 0.528 | 0.019 | 0 | 0.05 | 0.019 | 0.078 | 0.013 | 0.061 | 0
| 0.528 | 0 | 0.002 | 0 | 0.04 | 0.009 | 0.021 | 0.018 | 0.001
| 0.528 | 0 | 0.011 | 0 | 0.051 | 0 | 0.026 | 0 | 0.003
| 0.528 | 0 | 0.02 | 0 | 0.038 | 0 | 0.027 | 0 | 0.006
| 0.528 | 0 | 0.024 | 0 | 0.023 | 0 | 0.028 | 0 | 0.007
| 0.528 | 0 | 0.022 | 0 | 0.018 | 0 | 0.027 | 0 | 0.008
| 0.528 | 0 | 0.02 | 0 | 0.019 | 0 | 0.025 | 0 | 0.011
| 0.528 | 0 | 0.019 | 0 | 0.016 | 0 | 0.017 | 0 | 0.011
| 0.528 | 0 | 0.022 | 0 | 0.008 | 0 | 0.013 | 0 | 0.011
| 0.528 | 0 | 0.031 | 0 | 0.003 | 0 | 0.013 | 0 | 0.015
| 0.528 | 0 | 0.038 | 0 | 0.001 | 0 | 0.013 | 0 | 0.019
| 0.528 | 0 | 0.045 | 0 | 0 | 0 | 0.015 | 0 | 0.02
| 0.528 | 0 | 0.045 | 0 | 0 | 0 | 0.018 | 0 | 0.018
| 0.528 | 0 | 0.044 | 0 | 0 | 0 | 0.015 | 0 | 0.017
| 0.528 | 0 | 0.045 | 0 | 0 | 0 | 0.01 | 0 | 0.018
| 0.528 | 0 | 0.045 | 0 | 0 | 0 | 0.006 | 0 | 0.019
| 0.528 | 0 | 0.035 | 0 | 0 | 0 | 0.007 | 0 | 0.021
| 0.528 | 0.03 | 0.021 | 0.002 | 0.003 | 0 | 0.008 | 0.006 | 0.022
| 0.528 | 0.13 | 0.007 | 0.025 | 0.011 | 0.017 | 0.008 | 0.103 | 0.022
| 0.528 | 0.245 | 0.001 | 0.055 | 0.021 | 0.09 | 0.006 | 0.244 | 0.016
| 0.528 | 0.318 | 0.002 | 0.075 | 0.036 | 0.174 | 0.002 | 0.381 | 0.007
| 0.528 | 0.335 | 0.002 | 0.075 | 0.062 | 0.225 | 0.001 | 0.468 | 0.003
| 0.528 | 0.301 | 0.004 | 0.061 | 0.085 | 0.232 | 0.001 | 0.476 | 0.002
| 0.528 | 0.225 | 0.006 | 0.042 | 0.102 | 0.208 | 0 | 0.389 | 0.001
| 0.528 | 0.118 | 0.015 | 0.012 | 0.118 | 0.117 | 0.001 | 0.238 | 0.002
| 0.528 | 0 | 0.028 | 0 | 0.14 | 0.02 | 0.001 | 0.054 | 0.004
| 0.528 | 0 | 0.033 | 0 | 0.144 | 0 | 0.001 | 0 | 0.007
| 0.528 | 0 | 0.043 | 0 | 0.141 | 0 | 0.002 | 0 | 0.01
| 0.528 | 0 | 0.044 | 0 | 0.127 | 0 | 0.004 | 0 | 0.017
| 0.528 | 0 | 0.048 | 0 | 0.105 | 0 | 0.008 | 0 | 0.025
| 0.528 | 0 | 0.084 | 0 | 0.093 | 0 | 0.013 | 0 | 0.026
| 0.528 | 0 | 0.153 | 0 | 0.08 | 0 | 0.019 | 0 | 0.022
| 0.528 | 0 | 0.204 | 0 | 0.069 | 0 | 0.018 | 0 | 0.02
| 0.528 | 0 | 0.18 | 0 | 0.051 | 0 | 0.014 | 0 | 0.021
| 0.528 | 0 | 0.175 | 0 | 0.032 | 0 | 0.009 | 0 | 0.025
| 0.528 | 0 | 0.189 | 0 | 0.015 | 0 | 0.008 | 0 | 0.033
| 0.528 | 0 | 0.182 | 0 | 0.004 | 0 | 0.008 | 0 | 0.03
| 0.528 | 0 | 0.169 | 0 | 0 | 0 | 0.009 | 0 | 0.024
| 0.528 | 0 | 0.136 | 0 | 0 | 0 | 0.01 | 0 | 0.022
| 0.528 | 0 | 0.167 | 0 | 0.002 | 0 | 0.01 | 0 | 0.025
| 0.528 | 0 | 0.182 | 0 | 0.01 | 0 | 0.01 | 0 | 0.03
| 0.528 | 0.032 | 0.155 | 0.057 | 0.019 | 0 | 0.009 | 0.005 | 0.033
| 0.528 | 0.129 | 0.097 | 0.298 | 0.039 | 0.023 | 0.008 | 0.101 | 0.035
| 0.528 | 0.213 | 0.069 | 0.492 | 0.068 | 0.108 | 0.006 | 0.199 | 0.039
| 0.528 | 0.245 | 0.07 | 0.595 | 0.089 | 0.185 | 0.004 | 0.337 | 0.038
| 0.528 | 0.233 | 0.056 | 0.628 | 0.106 | 0.191 | 0.003 | 0.458 | 0.049
| 0.528 | 0.188 | 0.046 | 0.574 | 0.142 | 0.217 | 0.001 | 0.443 | 0.054
| 0.528 | 0.125 | 0.041 | 0.435 | 0.159 | 0.208 | 0 | 0.335 | 0.055
| 0.528 | 0.051 | 0.03 | 0.218 | 0.183 | 0.111 | 0 | 0.221 | 0.059
| 0.528 | 0 | 0.053 | 0 | 0.216 | 0.022 | 0 | 0.067 | 0.076
| 0.528 | 0 | 0.077 | 0 | 0.189 | 0 | 0 | 0 | 0.09
| 0.528 | 0 | 0.083 | 0 | 0.17 | 0 | 0 | 0 | 0.095
| 0.528 | 0 | 0.083 | 0 | 0.177 | 0 | 0.001 | 0 | 0.112
| 0.528 | 0 | 0.072 | 0 | 0.184 | 0 | 0.001 | 0 | 0.125
| 0.528 | 0 | 0.059 | 0 | 0.187 | 0 | 0 | 0 | 0.148
| 0.528 | 0 | 0.042 | 0 | 0.179 | 0 | 0.001 | 0 | 0.147
| 0.528 | 0 | 0.022 | 0 | 0.161 | 0 | 0.001 | 0 | 0.152
| 0.528 | 0 | 0.011 | 0 | 0.136 | 0 | 0.002 | 0 | 0.161
| 0.528 | 0 | 0.008 | 0 | 0.115 | 0 | 0.004 | 0 | 0.176
| 0.528 | 0 | 0.009 | 0 | 0.078 | 0 | 0.006 | 0 | 0.182
| 0.528 | 0 | 0.009 | 0 | 0.038 | 0 | 0.011 | 0 | 0.182
| 0.528 | 0 | 0.008 | 0 | 0.011 | 0 | 0.017 | 0 | 0.186
| 0.528 | 0 | 0.008 | 0 | 0.004 | 0 | 0.018 | 0 | 0.191
| 0.528 | 0 | 0.007 | 0 | 0.001 | 0 | 0.017 | 0 | 0.192
| 0.528 | 0 | 0.003 | 0 | 0.001 | 0 | 0.014 | 0 | 0.189
| 0.528 | 0.063 | 0.001 | 0.042 | 0.001 | 0 | 0.013 | 0.012 | 0.184
| 0.528 | 0.258 | 0.001 | 0.23 | 0.002 | 0.046 | 0.012 | 0.213 | 0.184
| 0.528 | 0.46 | 0 | 0.433 | 0.005 | 0.24 | 0.011 | 0.441 | 0.159
| 0.528 | 0.557 | 0 | 0.557 | 0.005 | 0.399 | 0.012 | 0.581 | 0.106
| 0.528 | 0.578 | 0 | 0.608 | 0.006 | 0.443 | 0.011 | 0.627 | 0.08
| 0.528 | 0.52 | 0 | 0.546 | 0.009 | 0.414 | 0.007 | 0.608 | 0.068
| 0.528 | 0.415 | 0 | 0.402 | 0.01 | 0.34 | 0.007 | 0.51 | 0.07
| 0.528 | 0.201 | 0 | 0.183 | 0.017 | 0.211 | 0.013 | 0.332 | 0.087
| 0.528 | 0.001 | 0 | 0 | 0.036 | 0.042 | 0.018 | 0.073 | 0.105
| 0.528 | 0 | 0 | 0 | 0.031 | 0 | 0.018 | 0 | 0.111
| 0.528 | 0 | 0.003 | 0 | 0.011 | 0 | 0.019 | 0 | 0.111
| 0.528 | 0 | 0.01 | 0 | 0.002 | 0 | 0.019 | 0 | 0.107
| 0.528 | 0 | 0.024 | 0 | 0 | 0 | 0.021 | 0 | 0.101
| 0.528 | 0 | 0.043 | 0 | 0 | 0 | 0.021 | 0 | 0.097
| 0.528 | 0 | 0.035 | 0 | 0 | 0 | 0.02 | 0 | 0.093
| 0.528 | 0 | 0.022 | 0 | 0 | 0 | 0.02 | 0 | 0.09
| 0.528 | 0 | 0.02 | 0 | 0 | 0 | 0.02 | 0 | 0.087
| 0.528 | 0 | 0.02 | 0 | 0 | 0 | 0.022 | 0 | 0.086
| 0.528 | 0 | 0.028 | 0 | 0 | 0 | 0.023 | 0 | 0.087
| 0.528 | 0 | 0.031 | 0 | 0 | 0 | 0.023 | 0 | 0.092
| 0.528 | 0 | 0.028 | 0 | 0 | 0 | 0.023 | 0 | 0.101
| 0.528 | 0 | 0.025 | 0 | 0.001 | 0 | 0.024 | 0 | 0.113
| 0.528 | 0 | 0.026 | 0 | 0.002 | 0 | 0.025 | 0 | 0.128
| 0.528 | 0 | 0.024 | 0 | 0.003 | 0 | 0.021 | 0 | 0.147
| 0.528 | 0.097 | 0.021 | 0.04 | 0.005 | 0 | 0.018 | 0.008 | 0.16
| 0.528 | 0.349 | 0.016 | 0.27 | 0.003 | 0.048 | 0.016 | 0.202 | 0.163
| 0.528 | 0.53 | 0.006 | 0.475 | 0 | 0.231 | 0.014 | 0.435 | 0.156
| 0.528 | 0.622 | 0 | 0.576 | 0 | 0.383 | 0.011 | 0.576 | 0.134
| 0.528 | 0.639 | 0 | 0.595 | 0 | 0.495 | 0.008 | 0.634 | 0.099
| 0.528 | 0.582 | 0 | 0.539 | 0 | 0.532 | 0.01 | 0.618 | 0.085
| 0.528 | 0.449 | 0 | 0.402 | 0.001 | 0.458 | 0.018 | 0.524 | 0.093
| 0.528 | 0.23 | 0 | 0.172 | 0.005 | 0.299 | 0.031 | 0.349 | 0.114
| 0.528 | 0 | 0 | 0 | 0.023 | 0.047 | 0.036 | 0.075 | 0.136
| 0.528 | 0 | 0 | 0 | 0.049 | 0 | 0.039 | 0 | 0.145
| 0.528 | 0 | 0.001 | 0 | 0.064 | 0 | 0.041 | 0 | 0.145
| 0.528 | 0 | 0.001 | 0 | 0.058 | 0 | 0.034 | 0 | 0.149
| 0.528 | 0 | 0.001 | 0 | 0.037 | 0 | 0.026 | 0 | 0.153
| 0.528 | 0 | 0.001 | 0 | 0.016 | 0 | 0.021 | 0 | 0.155
| 0.528 | 0 | 0.002 | 0 | 0.006 | 0 | 0.017 | 0 | 0.158
| 0.528 | 0 | 0.002 | 0 | 0.002 | 0 | 0.014 | 0 | 0.162
| 0.528 | 0 | 0.002 | 0 | 0.001 | 0 | 0.012 | 0 | 0.167
| 0.528 | 0 | 0.002 | 0 | 0 | 0 | 0.016 | 0 | 0.166
| 0.528 | 0 | 0.002 | 0 | 0 | 0 | 0.018 | 0 | 0.154
| 0.528 | 0 | 0.003 | 0 | 0 | 0 | 0.017 | 0 | 0.138
| 0.528 | 0 | 0.003 | 0 | 0.001 | 0 | 0.015 | 0 | 0.125
| 0.528 | 0 | 0.002 | 0 | 0.002 | 0 | 0.015 | 0 | 0.116
| 0.528 | 0 | 0.001 | 0 | 0.001 | 0 | 0.016 | 0 | 0.105
| 0.528 | 0 | 0.001 | 0 | 0.001 | 0 | 0.013 | 0 | 0.093
| 0.528 | 0.092 | 0 | 0.025 | 0.002 | 0 | 0.01 | 0.007 | 0.082
| 0.528 | 0.349 | 0 | 0.215 | 0.004 | 0.057 | 0.009 | 0.206 | 0.076
| 0.528 | 0.538 | 0.001 | 0.407 | 0.003 | 0.279 | 0.008 | 0.439 | 0.069
| 0.528 | 0.632 | 0.001 | 0.529 | 0.002 | 0.449 | 0.009 | 0.574 | 0.059
| 0.528 | 0.643 | 0 | 0.583 | 0.002 | 0.528 | 0.014 | 0.626 | 0.048
| 0.528 | 0.578 | 0.001 | 0.525 | 0.007 | 0.523 | 0.017 | 0.605 | 0.04
| 0.528 | 0.441 | 0.003 | 0.385 | 0.018 | 0.44 | 0.014 | 0.509 | 0.041
| 0.528 | 0.227 | 0.014 | 0.144 | 0.026 | 0.277 | 0.011 | 0.326 | 0.047
| 0.528 | 0 | 0.022 | 0 | 0.046 | 0.035 | 0.011 | 0.057 | 0.052
| 0.528 | 0 | 0.025 | 0 | 0.074 | 0 | 0.012 | 0 | 0.056
| 0.528 | 0 | 0.028 | 0 | 0.09 | 0 | 0.013 | 0 | 0.057
| 0.528 | 0 | 0.023 | 0 | 0.075 | 0 | 0.011 | 0 | 0.055
| 0.528 | 0 | 0.02 | 0 | 0.05 | 0 | 0.006 | 0 | 0.053
| 0.528 | 0 | 0.022 | 0 | 0.025 | 0 | 0.006 | 0 | 0.049
| 0.528 | 0 | 0.024 | 0 | 0.008 | 0 | 0.007 | 0 | 0.045
| 0.528 | 0 | 0.021 | 0 | 0.002 | 0 | 0.006 | 0 | 0.041
| 0.528 | 0 | 0.017 | 0 | 0 | 0 | 0.005 | 0 | 0.037
| 0.528 | 0 | 0.016 | 0 | 0 | 0 | 0.005 | 0 | 0.036
| 0.528 | 0 | 0.013 | 0 | 0 | 0 | 0.005 | 0 | 0.034
| 0.528 | 0 | 0.011 | 0 | 0 | 0 | 0.003 | 0 | 0.032
| 0.528 | 0 | 0.007 | 0 | 0 | 0 | 0.002 | 0 | 0.032
| 0.528 | 0 | 0.004 | 0 | 0 | 0 | 0.003 | 0 | 0.032
| 0.528 | 0 | 0.004 | 0 | 0 | 0 | 0.003 | 0 | 0.032
| 0.528 | 0 | 0.002 | 0 | 0.002 | 0 | 0.002 | 0 | 0.032
| 0.528 | 0.048 | 0.001 | 0.023 | 0.008 | 0 | 0.001 | 0.003 | 0.031
| 0.528 | 0.235 | 0 | 0.225 | 0.007 | 0.035 | 0 | 0.178 | 0.03
| 0.528 | 0.401 | 0 | 0.443 | 0.002 | 0.2 | 0 | 0.404 | 0.029
| 0.528 | 0.545 | 0 | 0.547 | 0.001 | 0.396 | 0 | 0.543 | 0.027
| 0.528 | 0.605 | 0 | 0.567 | 0.001 | 0.501 | 0 | 0.591 | 0.024
| 0.528 | 0.553 | 0 | 0.509 | 0.003 | 0.499 | 0 | 0.567 | 0.019
| 0.528 | 0.418 | 0 | 0.369 | 0.007 | 0.417 | 0.001 | 0.468 | 0.018
| 0.528 | 0.211 | 0.003 | 0.124 | 0.018 | 0.255 | 0.002 | 0.293 | 0.018
| 0.528 | 0 | 0.011 | 0 | 0.047 | 0.026 | 0.002 | 0.043 | 0.02
| 0.528 | 0 | 0.028 | 0 | 0.041 | 0 | 0.001 | 0 | 0.025
| 0.528 | 0 | 0.053 | 0 | 0.026 | 0 | 0.001 | 0 | 0.027
| 0.528 | 0 | 0.1 | 0 | 0.019 | 0 | 0 | 0 | 0.026
| 0.528 | 0 | 0.192 | 0 | 0.014 | 0 | 0 | 0 | 0.03
| 0.528 | 0 | 0.296 | 0 | 0.011 | 0 | 0 | 0 | 0.032
| 0.528 | 0 | 0.345 | 0 | 0.015 | 0 | 0 | 0 | 0.031
| 0.528 | 0 | 0.348 | 0 | 0.017 | 0 | 0 | 0 | 0.029
| 0.528 | 0 | 0.28 | 0 | 0.013 | 0 | 0 | 0 | 0.026
| 0.528 | 0 | 0.218 | 0 | 0.016 | 0 | 0 | 0 | 0.025
| 0.528 | 0 | 0.25 | 0 | 0.051 | 0 | 0 | 0 | 0.025
| 0.528 | 0 | 0.272 | 0 | 0.151 | 0 | 0 | 0 | 0.023
| 0.528 | 0 | 0.253 | 0 | 0.282 | 0 | 0 | 0 | 0.02
| 0.528 | 0 | 0.27 | 0 | 0.427 | 0 | 0 | 0 | 0.018
| 0.528 | 0 | 0.256 | 0 | 0.432 | 0 | 0 | 0 | 0.017
| 0.528 | 0 | 0.283 | 0 | 0.376 | 0 | 0 | 0 | 0.016
| 0.528 | 0.031 | 0.266 | 0.018 | 0.348 | 0 | 0 | 0.002 | 0.014
| 0.528 | 0.173 | 0.253 | 0.181 | 0.266 | 0.033 | 0 | 0.167 | 0.012
| 0.528 | 0.343 | 0.232 | 0.401 | 0.131 | 0.223 | 0 | 0.391 | 0.01
| 0.528 | 0.453 | 0.225 | 0.497 | 0.074 | 0.383 | 0.001 | 0.535 | 0.008
| 0.528 | 0.502 | 0.179 | 0.511 | 0.067 | 0.463 | 0.001 | 0.587 | 0.004
| 0.528 | 0.467 | 0.126 | 0.446 | 0.058 | 0.464 | 0.002 | 0.561 | 0.002
| 0.528 | 0.321 | 0.104 | 0.287 | 0.06 | 0.391 | 0.003 | 0.463 | 0.001
| 0.528 | 0.124 | 0.096 | 0.069 | 0.096 | 0.234 | 0.006 | 0.288 | 0.001
| 0.528 | 0 | 0.11 | 0 | 0.109 | 0.014 | 0.007 | 0.028 | 0.001
| 0.528 | 0 | 0.097 | 0 | 0.076 | 0 | 0.006 | 0 | 0.001
| 0.528 | 0 | 0.086 | 0 | 0.033 | 0 | 0.004 | 0 | 0.001
| 0.528 | 0 | 0.085 | 0 | 0.005 | 0 | 0.002 | 0 | 0.003
| 0.528 | 0 | 0.085 | 0 | 0 | 0 | 0.002 | 0 | 0.005
| 0.528 | 0 | 0.09 | 0 | 0 | 0 | 0.001 | 0 | 0.008
| 0.528 | 0 | 0.099 | 0 | 0 | 0 | 0.001 | 0 | 0.008
| 0.528 | 0 | 0.101 | 0 | 0.003 | 0 | 0.001 | 0 | 0.008
| 0.528 | 0 | 0.109 | 0 | 0.006 | 0 | 0.001 | 0 | 0.007
| 0.528 | 0 | 0.118 | 0 | 0.005 | 0 | 0.001 | 0 | 0.006
| 0.528 | 0 | 0.126 | 0 | 0.003 | 0 | 0.002 | 0 | 0.007
| 0.528 | 0 | 0.133 | 0 | 0.003 | 0 | 0.003 | 0 | 0.007
| 0.528 | 0 | 0.139 | 0 | 0.004 | 0 | 0.003 | 0 | 0.008
| 0.528 | 0 | 0.143 | 0 | 0.009 | 0 | 0.004 | 0 | 0.008
| 0.528 | 0 | 0.152 | 0 | 0.018 | 0 | 0.005 | 0 | 0.007
| 0.528 | 0 | 0.155 | 0 | 0.021 | 0 | 0.008 | 0 | 0.007
| 0.528 | 0.035 | 0.164 | 0.007 | 0.019 | 0 | 0.012 | 0 | 0.007
| 0.528 | 0.2 | 0.142 | 0.158 | 0.014 | 0.026 | 0.014 | 0.099 | 0.008
| 0.528 | 0.454 | 0.109 | 0.395 | 0.011 | 0.217 | 0.013 | 0.357 | 0.008
| 0.528 | 0.564 | 0.095 | 0.512 | 0.005 | 0.387 | 0.016 | 0.491 | 0.007
| 0.528 | 0.582 | 0.102 | 0.53 | 0.003 | 0.441 | 0.015 | 0.425 | 0.005
| 0.528 | 0.539 | 0.111 | 0.454 | 0.008 | 0.267 | 0.01 | 0.231 | 0.004
| 0.528 | 0.387 | 0.118 | 0.282 | 0.034 | 0.135 | 0.01 | 0.137 | 0.003
| 0.528 | 0.173 | 0.136 | 0.074 | 0.08 | 0.052 | 0.01 | 0.054 | 0.008
| 0.528 | 0 | 0.176 | 0 | 0.131 | 0.001 | 0.01 | 0.002 | 0.014
| 0.528 | 0 | 0.198 | 0 | 0.151 | 0 | 0.01 | 0 | 0.013
| 0.528 | 0 | 0.192 | 0 | 0.156 | 0 | 0.013 | 0 | 0.011
| 0.528 | 0 | 0.201 | 0 | 0.154 | 0 | 0.021 | 0 | 0.012
| 0.528 | 0 | 0.2 | 0 | 0.177 | 0 | 0.032 | 0 | 0.01
| 0.528 | 0 | 0.206 | 0 | 0.201 | 0 | 0.051 | 0 | 0.005
| 0.528 | 0 | 0.215 | 0 | 0.233 | 0 | 0.046 | 0 | 0.002
| 0.528 | 0 | 0.22 | 0 | 0.268 | 0 | 0.026 | 0 | 0.002
| 0.528 | 0 | 0.218 | 0 | 0.279 | 0 | 0.013 | 0 | 0.002
| 0.528 | 0 | 0.223 | 0 | 0.277 | 0 | 0.013 | 0 | 0.001
| 0.528 | 0 | 0.228 | 0 | 0.28 | 0 | 0.021 | 0 | 0
| 0.528 | 0 | 0.233 | 0 | 0.301 | 0 | 0.025 | 0 | 0
| 0.528 | 0 | 0.244 | 0 | 0.302 | 0 | 0.025 | 0 | 0
| 0.528 | 0 | 0.249 | 0 | 0.311 | 0 | 0.026 | 0 | 0
| 0.528 | 0 | 0.261 | 0 | 0.337 | 0 | 0.026 | 0 | 0
| 0.528 | 0 | 0.265 | 0 | 0.341 | 0 | 0.025 | 0 | 0.001
| 0.528 | 0.013 | 0.291 | 0 | 0.333 | 0 | 0.024 | 0 | 0.004
| 0.528 | 0.09 | 0.303 | 0.046 | 0.334 | 0.013 | 0.02 | 0.006 | 0.009
| 0.528 | 0.193 | 0.328 | 0.187 | 0.292 | 0.094 | 0.016 | 0.033 | 0.01
| 0.528 | 0.386 | 0.289 | 0.387 | 0.257 | 0.137 | 0.011 | 0.056 | 0.01
| 0.528 | 0.246 | 0.211 | 0.476 | 0.256 | 0.156 | 0.004 | 0.088 | 0.007
| 0.528 | 0.093 | 0.171 | 0.415 | 0.294 | 0.176 | 0.001 | 0.108 | 0.006
| 0.528 | 0.056 | 0.161 | 0.261 | 0.403 | 0.155 | 0 | 0.125 | 0.005
| 0.528 | 0.022 | 0.166 | 0.048 | 0.447 | 0.075 | 0 | 0.066 | 0.008
| 0.528 | 0 | 0.159 | 0 | 0.458 | 0.001 | 0 | 0.003 | 0.019
| 0.528 | 0 | 0.15 | 0 | 0.379 | 0 | 0 | 0 | 0.029
| 0.528 | 0 | 0.135 | 0 | 0.283 | 0 | 0 | 0 | 0.026
| 0.528 | 0 | 0.127 | 0 | 0.219 | 0 | 0 | 0 | 0.022
| 0.528 | 0 | 0.112 | 0 | 0.187 | 0 | 0.002 | 0 | 0.023
| 0.528 | 0 | 0.105 | 0 | 0.133 | 0 | 0.006 | 0 | 0.031
| 0.528 | 0 | 0.108 | 0 | 0.118 | 0 | 0.01 | 0 | 0.041
| 0.528 | 0 | 0.089 | 0 | 0.07 | 0 | 0.014 | 0 | 0.048
| 0.528 | 0 | 0.067 | 0 | 0.034 | 0 | 0.018 | 0 | 0.049
| 0.528 | 0 | 0.049 | 0 | 0.032 | 0 | 0.015 | 0 | 0.045
| 0.528 | 0 | 0.035 | 0 | 0.041 | 0 | 0.012 | 0 | 0.045
| 0.528 | 0 | 0.027 | 0 | 0.04 | 0 | 0.016 | 0 | 0.05
| 0.528 | 0 | 0.025 | 0 | 0.032 | 0 | 0.032 | 0 | 0.049
| 0.528 | 0 | 0.025 | 0 | 0.025 | 0 | 0.048 | 0 | 0.048
| 0.528 | 0 | 0.019 | 0 | 0.021 | 0 | 0.049 | 0 | 0.045
| 0.528 | 0 | 0.006 | 0 | 0.017 | 0 | 0.05 | 0 | 0.039
| 0.528 | 0.009 | 0.001 | 0.005 | 0.01 | 0 | 0.054 | 0 | 0.039
| 0.528 | 0.062 | 0 | 0.132 | 0.002 | 0.001 | 0.063 | 0.008 | 0.038
| 0.528 | 0.121 | 0 | 0.282 | 0 | 0.021 | 0.072 | 0.032 | 0.042
| 0.528 | 0.163 | 0 | 0.357 | 0 | 0.044 | 0.072 | 0.048 | 0.038
| 0.528 | 0.177 | 0 | 0.364 | 0 | 0.051 | 0.063 | 0.044 | 0.034
| 0.528 | 0.161 | 0 | 0.323 | 0.001 | 0.045 | 0.054 | 0.032 | 0.036
| 0.528 | 0.097 | 0 | 0.22 | 0.005 | 0.033 | 0.051 | 0.021 | 0.041
| 0.528 | 0.028 | 0 | 0.037 | 0.02 | 0.014 | 0.057 | 0.008 | 0.046
| 0.528 | 0 | 0 | 0 | 0.042 | 0 | 0.064 | 0 | 0.049
| 0.528 | 0 | 0.001 | 0 | 0.046 | 0 | 0.067 | 0 | 0.049
| 0.528 | 0 | 0.004 | 0 | 0.043 | 0 | 0.068 | 0 | 0.046
| 0.528 | 0 | 0.011 | 0 | 0.042 | 0 | 0.058 | 0 | 0.044
| 0.528 | 0 | 0.018 | 0 | 0.039 | 0 | 0.047 | 0 | 0.046
| 0.528 | 0 | 0.026 | 0 | 0.042 | 0 | 0.042 | 0 | 0.046
| 0.528 | 0 | 0.038 | 0 | 0.044 | 0 | 0.039 | 0 | 0.042
| 0.528 | 0 | 0.054 | 0 | 0.042 | 0 | 0.04 | 0 | 0.039
| 0.528 | 0 | 0.058 | 0 | 0.036 | 0 | 0.041 | 0 | 0.035
| 0.528 | 0 | 0.075 | 0 | 0.027 | 0 | 0.043 | 0 | 0.035
| 0.528 | 0 | 0.088 | 0 | 0.017 | 0 | 0.044 | 0 | 0.033
| 0.528 | 0 | 0.093 | 0 | 0.008 | 0 | 0.043 | 0 | 0.029
| 0.528 | 0 | 0.096 | 0 | 0.003 | 0 | 0.031 | 0 | 0.024
| 0.528 | 0 | 0.118 | 0 | 0.001 | 0 | 0.025 | 0 | 0.021
| 0.528 | 0 | 0.142 | 0 | 0 | 0 | 0.02 | 0 | 0.019
| 0.528 | 0 | 0.157 | 0 | 0 | 0 | 0.014 | 0 | 0.017
| 0.528 | 0.007 | 0.175 | 0 | 0 | 0 | 0.012 | 0 | 0.015
| 0.528 | 0.068 | 0.171 | 0.018 | 0 | 0.001 | 0.014 | 0.006 | 0.015
| 0.528 | 0.141 | 0.161 | 0.039 | 0 | 0.039 | 0.014 | 0.025 | 0.013
| 0.528 | 0.205 | 0.168 | 0.061 | 0.001 | 0.113 | 0.015 | 0.042 | 0.012
| 0.528 | 0.228 | 0.15 | 0.088 | 0.003 | 0.115 | 0.013 | 0.052 | 0.011
| 0.528 | 0.165 | 0.171 | 0.104 | 0.012 | 0.091 | 0.007 | 0.053 | 0.009
| 0.528 | 0.103 | 0.137 | 0.068 | 0.04 | 0.071 | 0.003 | 0.04 | 0.009
| 0.528 | 0.028 | 0.144 | 0.011 | 0.094 | 0.037 | 0.002 | 0.016 | 0.01
| 0.528 | 0 | 0.159 | 0 | 0.139 | 0 | 0.001 | 0 | 0.012
| 0.528 | 0 | 0.162 | 0 | 0.124 | 0 | 0.001 | 0 | 0.015
| 0.528 | 0 | 0.167 | 0 | 0.096 | 0 | 0.001 | 0 | 0.017
| 0.528 | 0 | 0.17 | 0 | 0.07 | 0 | 0.002 | 0 | 0.02
| 0.528 | 0 | 0.178 | 0 | 0.053 | 0 | 0.002 | 0 | 0.02
| 0.528 | 0 | 0.184 | 0 | 0.041 | 0 | 0.001 | 0 | 0.016
| 0.528 | 0 | 0.191 | 0 | 0.034 | 0 | 0.001 | 0 | 0.012
| 0.528 | 0 | 0.192 | 0 | 0.029 | 0 | 0.001 | 0 | 0.009
| 0.528 | 0 | 0.197 | 0 | 0.025 | 0 | 0.001 | 0 | 0.008
| 0.528 | 0 | 0.206 | 0 | 0.025 | 0 | 0.001 | 0 | 0.007
| 0.528 | 0 | 0.218 | 0 | 0.026 | 0 | 0.003 | 0 | 0.007
| 0.528 | 0 | 0.225 | 0 | 0.024 | 0 | 0.004 | 0 | 0.006
| 0.528 | 0 | 0.233 | 0 | 0.022 | 0 | 0.005 | 0 | 0.005
| 0.528 | 0 | 0.243 | 0 | 0.039 | 0 | 0.006 | 0 | 0.005
| 0.528 | 0 | 0.274 | 0 | 0.055 | 0 | 0.008 | 0 | 0.003
| 0.528 | 0 | 0.266 | 0 | 0.063 | 0 | 0.007 | 0 | 0.003
| 0.528 | 0.004 | 0.243 | 0 | 0.085 | 0 | 0.007 | 0 | 0.003
| 0.528 | 0.038 | 0.223 | 0.025 | 0.07 | 0.004 | 0.007 | 0.003 | 0.003
| 0.528 | 0.072 | 0.2 | 0.06 | 0.025 | 0.063 | 0.004 | 0.02 | 0.003
| 0.528 | 0.089 | 0.172 | 0.06 | 0.01 | 0.141 | 0.001 | 0.039 | 0.003
| 0.528 | 0.08 | 0.153 | 0.034 | 0.007 | 0.186 | 0 | 0.053 | 0.005
| 0.528 | 0.063 | 0.153 | 0.021 | 0.007 | 0.187 | 0 | 0.055 | 0.005
| 0.528 | 0.043 | 0.219 | 0.01 | 0.013 | 0.147 | 0.001 | 0.04 | 0.005
| 0.528 | 0.01 | 0.256 | 0 | 0.027 | 0.069 | 0.004 | 0.018 | 0.007
| 0.528 | 0 | 0.289 | 0 | 0.042 | 0 | 0.015 | 0 | 0.009
| 0.528 | 0 | 0.31 | 0 | 0.049 | 0 | 0.023 | 0 | 0.013
| 0.528 | 0 | 0.297 | 0 | 0.057 | 0 | 0.025 | 0 | 0.017
| 0.528 | 0 | 0.284 | 0 | 0.083 | 0 | 0.015 | 0 | 0.018
| 0.528 | 0 | 0.265 | 0 | 0.096 | 0 | 0.009 | 0 | 0.016
| 0.528 | 0 | 0.242 | 0 | 0.103 | 0 | 0.012 | 0 | 0.011
| 0.528 | 0 | 0.221 | 0 | 0.111 | 0 | 0.029 | 0 | 0.008
| 0.528 | 0 | 0.195 | 0 | 0.116 | 0 | 0.046 | 0 | 0.018
| 0.528 | 0 | 0.175 | 0 | 0.132 | 0 | 0.039 | 0 | 0.041
| 0.528 | 0 | 0.134 | 0 | 0.137 | 0 | 0.031 | 0 | 0.064
| 0.528 | 0 | 0.093 | 0 | 0.153 | 0 | 0.027 | 0 | 0.053
| 0.528 | 0 | 0.085 | 0 | 0.142 | 0 | 0.03 | 0 | 0.036
| 0.528 | 0 | 0.05 | 0 | 0.133 | 0 | 0.029 | 0 | 0.058
| 0.528 | 0 | 0.027 | 0 | 0.13 | 0 | 0.021 | 0 | 0.089
| 0.528 | 0 | 0.028 | 0 | 0.135 | 0 | 0.015 | 0 | 0.129
| 0.528 | 0 | 0.025 | 0 | 0.12 | 0 | 0.01 | 0 | 0.155
| 0.528 | 0.004 | 0.008 | 0 | 0.084 | 0 | 0.02 | 0 | 0.166
| 0.528 | 0.042 | 0.002 | 0.013 | 0.08 | 0 | 0.034 | 0.003 | 0.153
| 0.528 | 0.059 | 0.002 | 0.032 | 0.068 | 0.016 | 0.04 | 0.022 | 0.105
| 0.528 | 0.068 | 0.003 | 0.041 | 0.059 | 0.052 | 0.035 | 0.041 | 0.042
| 0.528 | 0.077 | 0.01 | 0.039 | 0.062 | 0.083 | 0.032 | 0.054 | 0.018
| 0.528 | 0.071 | 0.039 | 0.026 | 0.06 | 0.072 | 0.03 | 0.063 | 0.008
| 0.528 | 0.037 | 0.086 | 0.009 | 0.058 | 0.054 | 0.033 | 0.046 | 0.003
| 0.528 | 0.004 | 0.113 | 0 | 0.059 | 0.016 | 0.032 | 0.019 | 0.001
| 0.528 | 0 | 0.122 | 0 | 0.062 | 0 | 0.028 | 0 | 0.002
| 0.528 | 0 | 0.123 | 0 | 0.059 | 0 | 0.018 | 0 | 0.008
| 0.528 | 0 | 0.126 | 0 | 0.059 | 0 | 0.01 | 0 | 0.012
| 0.528 | 0 | 0.118 | 0 | 0.06 | 0 | 0.008 | 0 | 0.017
| 0.528 | 0 | 0.109 | 0 | 0.056 | 0 | 0.007 | 0 | 0.028
| 0.528 | 0 | 0.09 | 0 | 0.05 | 0 | 0.008 | 0 | 0.03
| 0.528 | 0 | 0.095 | 0 | 0.05 | 0 | 0.009 | 0 | 0.021
| 0.528 | 0 | 0.097 | 0 | 0.046 | 0 | 0.009 | 0 | 0.012
| 0.528 | 0 | 0.101 | 0 | 0.038 | 0 | 0.011 | 0 | 0.006
| 0.528 | 0 | 0.099 | 0 | 0.037 | 0 | 0.017 | 0 | 0.002
| 0.528 | 0 | 0.096 | 0 | 0.038 | 0 | 0.026 | 0 | 0.001
| 0.528 | 0 | 0.084 | 0 | 0.04 | 0 | 0.035 | 0 | 0
| 0.528 | 0 | 0.074 | 0 | 0.045 | 0 | 0.042 | 0 | 0
| 0.528 | 0 | 0.067 | 0 | 0.05 | 0 | 0.05 | 0 | 0
| 0.528 | 0 | 0.069 | 0 | 0.054 | 0 | 0.054 | 0 | 0
| 0.528 | 0 | 0.057 | 0 | 0.052 | 0 | 0.058 | 0 | 0
| 0.528 | 0.004 | 0.053 | 0 | 0.053 | 0 | 0.054 | 0 | 0
| 0.528 | 0.069 | 0.044 | 0.005 | 0.05 | 0 | 0.051 | 0.005 | 0.002
| 0.528 | 0.174 | 0.018 | 0.02 | 0.051 | 0.025 | 0.045 | 0.027 | 0.005
| 0.528 | 0.26 | 0.001 | 0.033 | 0.044 | 0.064 | 0.048 | 0.055 | 0.006
| 0.528 | 0.298 | 0 | 0.037 | 0.035 | 0.081 | 0.036 | 0.07 | 0.007
| 0.528 | 0.268 | 0 | 0.031 | 0.026 | 0.084 | 0.021 | 0.058 | 0.007
| 0.528 | 0.224 | 0.001 | 0.025 | 0.01 | 0.07 | 0.018 | 0.038 | 0.009
| 0.528 | 0.065 | 0.007 | 0.003 | 0.003 | 0.032 | 0.025 | 0.01 | 0.006
| 0.528 | 0 | 0.022 | 0 | 0 | 0 | 0.03 | 0 | 0.008
| 0.528 | 0 | 0.041 | 0 | 0.001 | 0 | 0.028 | 0 | 0.016
| 0.528 | 0 | 0.064 | 0 | 0.017 | 0 | 0.027 | 0 | 0.03
| 0.528 | 0 | 0.101 | 0 | 0.068 | 0 | 0.035 | 0 | 0.015
| 0.528 | 0 | 0.158 | 0 | 0.119 | 0 | 0.04 | 0 | 0.003
| 0.528 | 0 | 0.23 | 0 | 0.144 | 0 | 0.036 | 0 | 0.008
| 0.528 | 0 | 0.235 | 0 | 0.13 | 0 | 0.032 | 0 | 0.013
| 0.528 | 0 | 0.192 | 0 | 0.102 | 0 | 0.027 | 0 | 0.012
| 0.528 | 0 | 0.243 | 0 | 0.067 | 0 | 0.027 | 0 | 0.011
| 0.528 | 0 | 0.348 | 0 | 0.013 | 0 | 0.032 | 0 | 0.001
| 0.528 | 0 | 0.292 | 0 | 0.012 | 0 | 0.039 | 0 | 0
| 0.528 | 0 | 0.246 | 0 | 0.011 | 0 | 0.043 | 0 | 0
| 0.528 | 0 | 0.256 | 0 | 0.011 | 0 | 0.045 | 0 | 0
| 0.528 | 0 | 0.236 | 0 | 0.009 | 0 | 0.048 | 0 | 0.001
| 0.528 | 0 | 0.238 | 0 | 0.01 | 0 | 0.05 | 0 | 0.002
| 0.528 | 0 | 0.201 | 0 | 0.021 | 0 | 0.045 | 0 | 0.001
| 0.528 | 0.002 | 0.148 | 0 | 0.029 | 0 | 0.049 | 0 | 0
| 0.528 | 0.034 | 0.083 | 0.034 | 0.021 | 0 | 0.053 | 0.02 | 0
| 0.528 | 0.075 | 0.035 | 0.11 | 0.005 | 0.034 | 0.056 | 0.072 | 0.001
| 0.528 | 0.152 | 0.019 | 0.154 | 0.002 | 0.084 | 0.058 | 0.111 | 0.001
| 0.528 | 0.219 | 0.012 | 0.15 | 0.001 | 0.113 | 0.041 | 0.115 | 0.003
| 0.528 | 0.18 | 0.014 | 0.116 | 0 | 0.111 | 0.025 | 0.095 | 0.004
| 0.528 | 0.064 | 0.017 | 0.052 | 0.001 | 0.084 | 0.019 | 0.058 | 0.011
| 0.528 | 0.009 | 0.019 | 0.002 | 0.001 | 0.031 | 0.024 | 0.02 | 0.01
| 0.528 | 0 | 0.022 | 0 | 0.001 | 0 | 0.031 | 0 | 0.013
| 0.528 | 0 | 0.045 | 0 | 0.001 | 0 | 0.041 | 0 | 0.013
| 0.528 | 0 | 0.1 | 0 | 0 | 0 | 0.039 | 0 | 0.013
| 0.528 | 0 | 0.146 | 0 | 0 | 0 | 0.042 | 0 | 0.011
| 0.528 | 0 | 0.18 | 0 | 0 | 0 | 0.045 | 0 | 0.012
| 0.528 | 0 | 0.219 | 0 | 0 | 0 | 0.04 | 0 | 0.011
| 0.528 | 0 | 0.221 | 0 | 0 | 0 | 0.038 | 0 | 0.015
| 0.528 | 0 | 0.257 | 0 | 0 | 0 | 0.035 | 0 | 0.014
| 0.528 | 0 | 0.28 | 0 | 0 | 0 | 0.03 | 0 | 0.022
| 0.528 | 0 | 0.274 | 0 | 0 | 0 | 0.024 | 0 | 0.037
| 0.528 | 0 | 0.251 | 0 | 0 | 0 | 0.018 | 0 | 0.055
| 0.528 | 0 | 0.241 | 0 | 0 | 0 | 0.013 | 0 | 0.067
| 0.528 | 0 | 0.233 | 0 | 0.003 | 0 | 0.017 | 0 | 0.077
| 0.528 | 0 | 0.245 | 0 | 0.009 | 0 | 0.021 | 0 | 0.083
| 0.528 | 0 | 0.255 | 0 | 0.015 | 0 | 0.021 | 0 | 0.06
| 0.528 | 0 | 0.241 | 0 | 0.023 | 0 | 0.021 | 0 | 0.029
| 0.528 | 0 | 0.196 | 0 | 0.032 | 0 | 0.019 | 0 | 0.009
| 0.528 | 0.018 | 0.133 | 0.031 | 0.046 | 0 | 0.017 | 0.006 | 0.003
| 0.528 | 0.041 | 0.087 | 0.09 | 0.029 | 0.013 | 0.016 | 0.038 | 0.005
| 0.528 | 0.062 | 0.042 | 0.133 | 0.003 | 0.033 | 0.017 | 0.074 | 0.017
| 0.528 | 0.075 | 0.034 | 0.14 | 0 | 0.043 | 0.019 | 0.086 | 0.034
| 0.528 | 0.07 | 0.034 | 0.117 | 0.001 | 0.04 | 0.012 | 0.07 | 0.046
| 0.528 | 0.026 | 0.028 | 0.055 | 0.002 | 0.025 | 0.006 | 0.057 | 0.086
| 0.528 | 0.001 | 0.016 | 0.002 | 0.009 | 0.006 | 0.002 | 0.022 | 0.092
| 0.528 | 0 | 0.021 | 0 | 0.015 | 0 | 0.001 | 0 | 0.08
| 0.528 | 0 | 0.033 | 0 | 0.014 | 0 | 0 | 0 | 0.059
| 0.528 | 0 | 0.041 | 0 | 0.009 | 0 | 0 | 0 | 0.049
| 0.528 | 0 | 0.048 | 0 | 0.008 | 0 | 0 | 0 | 0.042
| 0.528 | 0 | 0.058 | 0 | 0.014 | 0 | 0 | 0 | 0.043
| 0.528 | 0 | 0.064 | 0 | 0.025 | 0 | 0 | 0 | 0.041
| 0.528 | 0 | 0.041 | 0 | 0.028 | 0 | 0.002 | 0 | 0.03
| 0.528 | 0 | 0.012 | 0 | 0.027 | 0 | 0.005 | 0 | 0.021
| 0.528 | 0 | 0.009 | 0 | 0.027 | 0 | 0.009 | 0 | 0.011
| 0.528 | 0 | 0.013 | 0 | 0.01 | 0 | 0.011 | 0 | 0.01
| 0.528 | 0 | 0.011 | 0 | 0.001 | 0 | 0.015 | 0 | 0.005
| 0.528 | 0 | 0.007 | 0 | 0 | 0 | 0.016 | 0 | 0.002
| 0.528 | 0 | 0.005 | 0 | 0.001 | 0 | 0.013 | 0 | 0
| 0.528 | 0 | 0.003 | 0 | 0.001 | 0 | 0.011 | 0 | 0
| 0.528 | 0 | 0.002 | 0 | 0.003 | 0 | 0.01 | 0 | 0
| 0.528 | 0 | 0.004 | 0 | 0.008 | 0 | 0.01 | 0 | 0
| 0.528 | 0.006 | 0.014 | 0 | 0.017 | 0 | 0.008 | 0 | 0
| 0.528 | 0.096 | 0.028 | 0.06 | 0.031 | 0 | 0.006 | 0.011 | 0
| 0.528 | 0.207 | 0.048 | 0.172 | 0.043 | 0.024 | 0.003 | 0.06 | 0
| 0.528 | 0.267 | 0.031 | 0.246 | 0.032 | 0.061 | 0.002 | 0.098 | 0.001
| 0.528 | 0.299 | 0.008 | 0.242 | 0.013 | 0.086 | 0.001 | 0.112 | 0.002
| 0.528 | 0.236 | 0.004 | 0.144 | 0.006 | 0.081 | 0 | 0.114 | 0.001
| 0.528 | 0.133 | 0.008 | 0.085 | 0.009 | 0.058 | 0 | 0.08 | 0.002
| 0.528 | 0.021 | 0.043 | 0.004 | 0.035 | 0.02 | 0 | 0.029 | 0.005
| 0.528 | 0 | 0.096 | 0 | 0.062 | 0 | 0 | 0 | 0.008
| 0.528 | 0 | 0.115 | 0 | 0.077 | 0 | 0 | 0 | 0.011
| 0.528 | 0 | 0.103 | 0 | 0.083 | 0 | 0 | 0 | 0.012
| 0.528 | 0 | 0.109 | 0 | 0.079 | 0 | 0 | 0 | 0.015
| 0.528 | 0 | 0.109 | 0 | 0.059 | 0 | 0 | 0 | 0.014
| 0.528 | 0 | 0.108 | 0 | 0.043 | 0 | 0 | 0 | 0.015
| 0.528 | 0 | 0.134 | 0 | 0.029 | 0 | 0 | 0 | 0.018
| 0.528 | 0 | 0.129 | 0 | 0.036 | 0 | 0 | 0 | 0.02
| 0.528 | 0 | 0.12 | 0 | 0.072 | 0 | 0 | 0 | 0.023
| 0.528 | 0 | 0.123 | 0 | 0.134 | 0 | 0 | 0 | 0.024
| 0.528 | 0 | 0.101 | 0 | 0.214 | 0 | 0 | 0 | 0.027
| 0.528 | 0 | 0.085 | 0 | 0.219 | 0 | 0 | 0 | 0.03
| 0.528 | 0 | 0.084 | 0 | 0.169 | 0 | 0 | 0 | 0.029
| 0.528 | 0 | 0.086 | 0 | 0.199 | 0 | 0 | 0 | 0.032
| 0.528 | 0 | 0.071 | 0 | 0.181 | 0 | 0 | 0 | 0.037
| 0.528 | 0 | 0.041 | 0 | 0.119 | 0 | 0 | 0 | 0.041
| 0.528 | 0.007 | 0.021 | 0 | 0.124 | 0 | 0.001 | 0 | 0.044
| 0.528 | 0.103 | 0.007 | 0.032 | 0.113 | 0 | 0.005 | 0.037 | 0.046
| 0.528 | 0.226 | 0.002 | 0.067 | 0.07 | 0.044 | 0.011 | 0.155 | 0.043
| 0.528 | 0.302 | 0.001 | 0.093 | 0.051 | 0.116 | 0.015 | 0.272 | 0.03
| 0.528 | 0.28 | 0.002 | 0.105 | 0.049 | 0.161 | 0.014 | 0.382 | 0.024
| 0.528 | 0.18 | 0.043 | 0.093 | 0.041 | 0.168 | 0.016 | 0.442 | 0.025
| 0.528 | 0.088 | 0.104 | 0.054 | 0.051 | 0.134 | 0.025 | 0.361 | 0.034
| 0.528 | 0.011 | 0.176 | 0.001 | 0.089 | 0.054 | 0.042 | 0.182 | 0.046
| 0.528 | 0 | 0.197 | 0 | 0.123 | 0 | 0.073 | 0.001 | 0.058
| 0.528 | 0 | 0.233 | 0 | 0.12 | 0 | 0.094 | 0 | 0.069
| 0.528 | 0 | 0.319 | 0 | 0.114 | 0 | 0.115 | 0 | 0.075
| 0.528 | 0 | 0.315 | 0 | 0.104 | 0 | 0.127 | 0 | 0.078
| 0.528 | 0 | 0.309 | 0 | 0.088 | 0 | 0.144 | 0 | 0.084
| 0.528 | 0 | 0.362 | 0 | 0.085 | 0 | 0.133 | 0 | 0.095
| 0.528 | 0 | 0.391 | 0 | 0.084 | 0 | 0.106 | 0 | 0.101
| 0.528 | 0 | 0.432 | 0 | 0.084 | 0 | 0.085 | 0 | 0.108
| 0.528 | 0 | 0.476 | 0 | 0.074 | 0 | 0.095 | 0 | 0.114
| 0.528 | 0 | 0.535 | 0 | 0.057 | 0 | 0.146 | 0 | 0.128
| 0.528 | 0 | 0.577 | 0 | 0.054 | 0 | 0.204 | 0 | 0.142
| 0.528 | 0 | 0.639 | 0 | 0.056 | 0 | 0.227 | 0 | 0.144
| 0.528 | 0 | 0.669 | 0 | 0.059 | 0 | 0.227 | 0 | 0.167
| 0.528 | 0 | 0.688 | 0 | 0.06 | 0 | 0.237 | 0 | 0.38
| 0.528 | 0 | 0.697 | 0 | 0.062 | 0 | 0.253 | 0 | 0.429
| 0.528 | 0 | 0.683 | 0 | 0.054 | 0 | 0.22 | 0 | 0.476
| 0.528 | 0 | 0.684 | 0 | 0.05 | 0 | 0.188 | 0 | 0.471
| 0.528 | 0.012 | 0.697 | 0.047 | 0.054 | 0 | 0.172 | 0.039 | 0.454
| 0.528 | 0.032 | 0.688 | 0.173 | 0.045 | 0.12 | 0.16 | 0.186 | 0.442
| 0.528 | 0.047 | 0.686 | 0.289 | 0.02 | 0.295 | 0.15 | 0.343 | 0.426
| 0.528 | 0.044 | 0.681 | 0.289 | 0.015 | 0.39 | 0.14 | 0.448 | 0.432
| 0.528 | 0.029 | 0.687 | 0.196 | 0.018 | 0.387 | 0.127 | 0.45 | 0.419
| 0.528 | 0.012 | 0.704 | 0.079 | 0.03 | 0.288 | 0.126 | 0.357 | 0.401
| 0.528 | 0 | 0.724 | 0.001 | 0.051 | 0.118 | 0.127 | 0.178 | 0.403
| 0.528 | 0 | 0.737 | 0 | 0.069 | 0 | 0.118 | 0 | 0.447
| 0.528 | 0 | 0.74 | 0 | 0.069 | 0 | 0.103 | 0 | 0.466
| 0.528 | 0 | 0.724 | 0 | 0.059 | 0 | 0.09 | 0 | 0.448
| 0.528 | 0 | 0.697 | 0 | 0.054 | 0 | 0.072 | 0 | 0.423
| 0.528 | 0 | 0.671 | 0 | 0.053 | 0 | 0.054 | 0 | 0.382
| 0.528 | 0 | 0.63 | 0 | 0.058 | 0 | 0.045 | 0 | 0.334
| 0.528 | 0 | 0.574 | 0 | 0.065 | 0 | 0.038 | 0 | 0.282
| 0.528 | 0 | 0.532 | 0 | 0.071 | 0 | 0.031 | 0 | 0.228
| 0.528 | 0 | 0.501 | 0 | 0.079 | 0 | 0.024 | 0 | 0.171
| 0.528 | 0 | 0.466 | 0 | 0.09 | 0 | 0.03 | 0 | 0.126
| 0.528 | 0 | 0.428 | 0 | 0.093 | 0 | 0.034 | 0 | 0.099
| 0.528 | 0 | 0.384 | 0 | 0.101 | 0 | 0.03 | 0 | 0.083
| 0.528 | 0 | 0.341 | 0 | 0.126 | 0 | 0.027 | 0 | 0.067
| 0.528 | 0 | 0.319 | 0 | 0.175 | 0 | 0.022 | 0 | 0.05
| 0.528 | 0 | 0.294 | 0 | 0.227 | 0 | 0.015 | 0 | 0.045
| 0.528 | 0 | 0.274 | 0 | 0.241 | 0 | 0.005 | 0 | 0.051
| 0.528 | 0 | 0.243 | 0 | 0.224 | 0 | 0.001 | 0 | 0.059
| 0.528 | 0.038 | 0.201 | 0.128 | 0.227 | 0 | 0 | 0.085 | 0.065
| 0.528 | 0.096 | 0.176 | 0.361 | 0.208 | 0.123 | 0 | 0.33 | 0.07
| 0.528 | 0.142 | 0.152 | 0.447 | 0.152 | 0.306 | 0 | 0.502 | 0.068
| 0.528 | 0.149 | 0.123 | 0.456 | 0.086 | 0.403 | 0 | 0.568 | 0.05
| 0.528 | 0.121 | 0.093 | 0.381 | 0.049 | 0.399 | 0.001 | 0.54 | 0.039
| 0.528 | 0.089 | 0.053 | 0.216 | 0.041 | 0.3 | 0.004 | 0.419 | 0.037
| 0.528 | 0.017 | 0.025 | 0.008 | 0.06 | 0.126 | 0.009 | 0.21 | 0.036
| 0.528 | 0 | 0.018 | 0 | 0.126 | 0 | 0.013 | 0 | 0.032
| 0.528 | 0 | 0.017 | 0 | 0.22 | 0 | 0.012 | 0 | 0.027
| 0.528 | 0 | 0.017 | 0 | 0.249 | 0 | 0.009 | 0 | 0.024
| 0.528 | 0 | 0.013 | 0 | 0.249 | 0 | 0.005 | 0 | 0.022
| 0.528 | 0 | 0.013 | 0 | 0.245 | 0 | 0.003 | 0 | 0.022
| 0.528 | 0 | 0.025 | 0 | 0.232 | 0 | 0.002 | 0 | 0.021
| 0.528 | 0 | 0.054 | 0 | 0.233 | 0 | 0.001 | 0 | 0.019
| 0.528 | 0 | 0.105 | 0 | 0.245 | 0 | 0.001 | 0 | 0.017
| 0.528 | 0 | 0.151 | 0 | 0.254 | 0 | 0.001 | 0 | 0.014
| 0.528 | 0 | 0.158 | 0 | 0.241 | 0 | 0.001 | 0 | 0.013
| 0.528 | 0 | 0.179 | 0 | 0.256 | 0 | 0.001 | 0 | 0.011
| 0.528 | 0 | 0.19 | 0 | 0.355 | 0 | 0 | 0 | 0.011
| 0.528 | 0 | 0.183 | 0 | 0.459 | 0 | 0 | 0 | 0.01
| 0.528 | 0 | 0.186 | 0 | 0.373 | 0 | 0 | 0 | 0.011
| 0.528 | 0 | 0.123 | 0 | 0.253 | 0 | 0 | 0 | 0.012
| 0.528 | 0 | 0.073 | 0 | 0.254 | 0 | 0 | 0 | 0.012
| 0.528 | 0.015 | 0.036 | 0 | 0.208 | 0 | 0 | 0 | 0.013
| 0.528 | 0.267 | 0.017 | 0.075 | 0.137 | 0 | 0 | 0.052 | 0.014
| 0.528 | 0.502 | 0.021 | 0.287 | 0.07 | 0.091 | 0.001 | 0.252 | 0.014
| 0.528 | 0.616 | 0.043 | 0.445 | 0.024 | 0.247 | 0.001 | 0.444 | 0.013
| 0.528 | 0.624 | 0.035 | 0.479 | 0.008 | 0.36 | 0 | 0.522 | 0.009
| 0.528 | 0.54 | 0.039 | 0.4 | 0.011 | 0.35 | 0 | 0.498 | 0.006
| 0.528 | 0.368 | 0.063 | 0.223 | 0.03 | 0.235 | 0 | 0.381 | 0.007
| 0.528 | 0.068 | 0.125 | 0.006 | 0.039 | 0.066 | 0 | 0.18 | 0.008
| 0.528 | 0 | 0.183 | 0 | 0.024 | 0 | 0 | 0 | 0.008
| 0.528 | 0 | 0.166 | 0 | 0.01 | 0 | 0 | 0 | 0.009
| 0.528 | 0 | 0.14 | 0 | 0.007 | 0 | 0.001 | 0 | 0.009
| 0.528 | 0 | 0.112 | 0 | 0.008 | 0 | 0.004 | 0 | 0.008
| 0.528 | 0 | 0.072 | 0 | 0.009 | 0 | 0.008 | 0 | 0.006
| 0.528 | 0 | 0.03 | 0 | 0.014 | 0 | 0.012 | 0 | 0.005
| 0.528 | 0 | 0.012 | 0 | 0.018 | 0 | 0.014 | 0 | 0.005
| 0.528 | 0 | 0.016 | 0 | 0.025 | 0 | 0.01 | 0 | 0.004
| 0.528 | 0 | 0.038 | 0 | 0.036 | 0 | 0.007 | 0 | 0.003
| 0.528 | 0 | 0.103 | 0 | 0.059 | 0 | 0.005 | 0 | 0.003
| 0.528 | 0 | 0.231 | 0 | 0.093 | 0 | 0.003 | 0 | 0.005
| 0.528 | 0 | 0.388 | 0 | 0.107 | 0 | 0.002 | 0 | 0.006
| 0.528 | 0 | 0.34 | 0 | 0.1 | 0 | 0.001 | 0 | 0.006
| 0.528 | 0 | 0.255 | 0 | 0.092 | 0 | 0 | 0 | 0.006
| 0.528 | 0 | 0.274 | 0 | 0.086 | 0 | 0 | 0 | 0.006
| 0.528 | 0 | 0.262 | 0 | 0.096 | 0 | 0 | 0 | 0.007
| 0.528 | 0.002 | 0.257 | 0 | 0.118 | 0 | 0 | 0 | 0.01
| 0.528 | 0.073 | 0.261 | 0.022 | 0.141 | 0 | 0.001 | 0.001 | 0.01
| 0.528 | 0.14 | 0.305 | 0.066 | 0.112 | 0.01 | 0.005 | 0.015 | 0.011
| 0.528 | 0.167 | 0.326 | 0.091 | 0.072 | 0.034 | 0.009 | 0.031 | 0.011
| 0.528 | 0.168 | 0.335 | 0.118 | 0.069 | 0.051 | 0.009 | 0.04 | 0.011
| 0.528 | 0.154 | 0.363 | 0.119 | 0.093 | 0.048 | 0.01 | 0.038 | 0.012
| 0.528 | 0.088 | 0.368 | 0.058 | 0.199 | 0.03 | 0.014 | 0.025 | 0.012
| 0.528 | 0.01 | 0.367 | 0 | 0.228 | 0.007 | 0.02 | 0.006 | 0.015
| 0.528 | 0 | 0.367 | 0 | 0.228 | 0 | 0.026 | 0 | 0.024
| 0.528 | 0 | 0.355 | 0 | 0.284 | 0 | 0.026 | 0 | 0.029
| 0.528 | 0 | 0.35 | 0 | 0.207 | 0 | 0.026 | 0 | 0.028
| 0.528 | 0 | 0.332 | 0 | 0.114 | 0 | 0.015 | 0 | 0.026
| 0.528 | 0 | 0.305 | 0 | 0.099 | 0 | 0.012 | 0 | 0.022
| 0.528 | 0 | 0.269 | 0 | 0.082 | 0 | 0.012 | 0 | 0.011
| 0.528 | 0 | 0.248 | 0 | 0.07 | 0 | 0.006 | 0 | 0.007
| 0.528 | 0 | 0.237 | 0 | 0.052 | 0 | 0.006 | 0 | 0.005
| 0.528 | 0 | 0.229 | 0 | 0.033 | 0 | 0.006 | 0 | 0.008
| 0.528 | 0 | 0.209 | 0 | 0.024 | 0 | 0.003 | 0 | 0.011
| 0.528 | 0 | 0.222 | 0 | 0.025 | 0 | 0.001 | 0 | 0.013
| 0.528 | 0 | 0.235 | 0 | 0.022 | 0 | 0.001 | 0 | 0.014
| 0.528 | 0 | 0.24 | 0 | 0.024 | 0 | 0.001 | 0 | 0.014
| 0.528 | 0 | 0.241 | 0 | 0.038 | 0 | 0 | 0 | 0.009
| 0.528 | 0 | 0.218 | 0 | 0.065 | 0 | 0 | 0 | 0.008
| 0.528 | 0 | 0.185 | 0 | 0.101 | 0 | 0 | 0 | 0.004
| 0.528 | 0 | 0.165 | 0 | 0.139 | 0 | 0 | 0 | 0.001
| 0.528 | 0.028 | 0.147 | 0.051 | 0.169 | 0 | 0 | 0.013 | 0
| 0.528 | 0.062 | 0.129 | 0.227 | 0.162 | 0.072 | 0 | 0.085 | 0
| 0.528 | 0.083 | 0.137 | 0.336 | 0.137 | 0.214 | 0 | 0.152 | 0
| 0.528 | 0.094 | 0.133 | 0.332 | 0.105 | 0.3 | 0.001 | 0.162 | 0
| 0.528 | 0.082 | 0.114 | 0.231 | 0.118 | 0.296 | 0.002 | 0.13 | 0
| 0.528 | 0.082 | 0.136 | 0.126 | 0.15 | 0.198 | 0.003 | 0.081 | 0
| 0.528 | 0.017 | 0.184 | 0.001 | 0.284 | 0.068 | 0.005 | 0.024 | 0
| 0.528 | 0 | 0.203 | 0 | 0.346 | 0 | 0.011 | 0 | 0
| 0.528 | 0 | 0.204 | 0 | 0.371 | 0 | 0.018 | 0 | 0
| 0.528 | 0 | 0.245 | 0 | 0.468 | 0 | 0.022 | 0 | 0.001
| 0.528 | 0 | 0.238 | 0 | 0.55 | 0 | 0.025 | 0 | 0.001
| 0.528 | 0 | 0.2 | 0 | 0.541 | 0 | 0.03 | 0 | 0.001
| 0.528 | 0 | 0.179 | 0 | 0.538 | 0 | 0.032 | 0 | 0.002
| 0.528 | 0 | 0.204 | 0 | 0.45 | 0 | 0.03 | 0 | 0.001
| 0.528 | 0 | 0.193 | 0 | 0.37 | 0 | 0.036 | 0 | 0
| 0.528 | 0 | 0.252 | 0 | 0.301 | 0 | 0.045 | 0 | 0.001
| 0.528 | 0 | 0.271 | 0 | 0.26 | 0 | 0.051 | 0 | 0.001
| 0.528 | 0 | 0.242 | 0 | 0.256 | 0 | 0.051 | 0 | 0
| 0.528 | 0 | 0.223 | 0 | 0.31 | 0 | 0.054 | 0 | 0
| 0.528 | 0 | 0.223 | 0 | 0.358 | 0 | 0.054 | 0 | 0
| 0.528 | 0 | 0.205 | 0 | 0.407 | 0 | 0.053 | 0 | 0
| 0.528 | 0 | 0.163 | 0 | 0.358 | 0 | 0.054 | 0 | 0
| 0.528 | 0 | 0.138 | 0 | 0.253 | 0 | 0.053 | 0 | 0
| 0.528 | 0 | 0.141 | 0 | 0.136 | 0 | 0.054 | 0 | 0
| 0.528 | 0.055 | 0.135 | 0.049 | 0.036 | 0 | 0.061 | 0 | 0
| 0.528 | 0.142 | 0.111 | 0.139 | 0.003 | 0.003 | 0.069 | 0.012 | 0
| 0.528 | 0.148 | 0.089 | 0.158 | 0 | 0.016 | 0.076 | 0.032 | 0
| 0.528 | 0.084 | 0.088 | 0.125 | 0 | 0.028 | 0.079 | 0.047 | 0
| 0.528 | 0.047 | 0.099 | 0.06 | 0.001 | 0.06 | 0.086 | 0.052 | 0
| 0.528 | 0.02 | 0.128 | 0.019 | 0.025 | 0.058 | 0.104 | 0.031 | 0
| 0.528 | 0 | 0.165 | 0 | 0.071 | 0.016 | 0.118 | 0.005 | 0
| 0.528 | 0 | 0.194 | 0 | 0.107 | 0 | 0.133 | 0 | 0
| 0.528 | 0 | 0.214 | 0 | 0.1 | 0 | 0.137 | 0 | 0
| 0.528 | 0 | 0.233 | 0 | 0.093 | 0 | 0.143 | 0 | 0
| 0.528 | 0 | 0.225 | 0 | 0.093 | 0 | 0.234 | 0 | 0
| 0.528 | 0 | 0.217 | 0 | 0.091 | 0 | 0.289 | 0 | 0.001
| 0.528 | 0 | 0.213 | 0 | 0.073 | 0 | 0.237 | 0 | 0
| 0.528 | 0 | 0.22 | 0 | 0.085 | 0 | 0.201 | 0 | 0
| 0.528 | 0 | 0.227 | 0 | 0.131 | 0 | 0.188 | 0 | 0
| 0.528 | 0 | 0.223 | 0 | 0.207 | 0 | 0.167 | 0 | 0
| 0.528 | 0 | 0.24 | 0 | 0.334 | 0 | 0.138 | 0 | 0
| 0.528 | 0 | 0.249 | 0 | 0.343 | 0 | 0.156 | 0 | 0
| 0.528 | 0 | 0.253 | 0 | 0.3 | 0 | 0.156 | 0 | 0
| 0.528 | 0 | 0.264 | 0 | 0.272 | 0 | 0.145 | 0 | 0
| 0.528 | 0 | 0.277 | 0 | 0.249 | 0 | 0.138 | 0 | 0
| 0.528 | 0 | 0.294 | 0 | 0.303 | 0 | 0.106 | 0 | 0
| 0.528 | 0 | 0.286 | 0 | 0.308 | 0 | 0.087 | 0 | 0
| 0.528 | 0 | 0.281 | 0 | 0.304 | 0 | 0.068 | 0 | 0
| 0.528 | 0.056 | 0.262 | 0.015 | 0.341 | 0 | 0.055 | 0.004 | 0
| 0.528 | 0.146 | 0.247 | 0.073 | 0.459 | 0.023 | 0.042 | 0.041 | 0
| 0.528 | 0.21 | 0.225 | 0.246 | 0.394 | 0.086 | 0.03 | 0.096 | 0
| 0.528 | 0.229 | 0.201 | 0.273 | 0.364 | 0.119 | 0.021 | 0.122 | 0
| 0.528 | 0.197 | 0.192 | 0.208 | 0.341 | 0.106 | 0.015 | 0.121 | 0
| 0.528 | 0.107 | 0.189 | 0.094 | 0.255 | 0.066 | 0.013 | 0.093 | 0.001
| 0.528 | 0.009 | 0.207 | 0 | 0.231 | 0.015 | 0.012 | 0.04 | 0.004
| 0.528 | 0 | 0.245 | 0 | 0.279 | 0 | 0.014 | 0 | 0.008
| 0.528 | 0 | 0.229 | 0 | 0.225 | 0 | 0.014 | 0 | 0.01
| 0.528 | 0 | 0.213 | 0 | 0.14 | 0 | 0.011 | 0 | 0.013
| 0.528 | 0 | 0.202 | 0 | 0.112 | 0 | 0.011 | 0 | 0.016
| 0.528 | 0 | 0.185 | 0 | 0.092 | 0 | 0.01 | 0 | 0.017
| 0.528 | 0 | 0.168 | 0 | 0.037 | 0 | 0.008 | 0 | 0.019
| 0.528 | 0 | 0.146 | 0 | 0.003 | 0 | 0.007 | 0 | 0.022
| 0.528 | 0 | 0.144 | 0 | 0 | 0 | 0.005 | 0 | 0.025
| 0.528 | 0 | 0.132 | 0 | 0 | 0 | 0.004 | 0 | 0.029
| 0.528 | 0 | 0.127 | 0 | 0.017 | 0 | 0.001 | 0 | 0.039
| 0.528 | 0 | 0.121 | 0 | 0.071 | 0 | 0 | 0 | 0.046
| 0.528 | 0 | 0.118 | 0 | 0.139 | 0 | 0 | 0 | 0.046
| 0.528 | 0 | 0.118 | 0 | 0.199 | 0 | 0 | 0 | 0.049
| 0.528 | 0 | 0.126 | 0 | 0.241 | 0 | 0 | 0 | 0.061
| 0.528 | 0 | 0.144 | 0 | 0.268 | 0 | 0 | 0 | 0.079
| 0.528 | 0 | 0.141 | 0 | 0.243 | 0 | 0 | 0 | 0.09
| 0.528 | 0 | 0.131 | 0 | 0.225 | 0 | 0 | 0 | 0.089
| 0.528 | 0.058 | 0.094 | 0.03 | 0.22 | 0 | 0 | 0.011 | 0.087
| 0.528 | 0.154 | 0.071 | 0.132 | 0.157 | 0.035 | 0 | 0.074 | 0.085
| 0.528 | 0.26 | 0.058 | 0.215 | 0.064 | 0.12 | 0 | 0.155 | 0.069
| 0.528 | 0.303 | 0.053 | 0.237 | 0.039 | 0.177 | 0 | 0.235 | 0.057
| 0.528 | 0.25 | 0.054 | 0.189 | 0.085 | 0.173 | 0 | 0.291 | 0.055
| 0.528 | 0.14 | 0.068 | 0.134 | 0.189 | 0.097 | 0.001 | 0.234 | 0.061
| 0.528 | 0.017 | 0.128 | 0 | 0.248 | 0.024 | 0.003 | 0.084 | 0.069
| 0.528 | 0 | 0.18 | 0 | 0.271 | 0 | 0.007 | 0 | 0.074
| 0.528 | 0 | 0.172 | 0 | 0.322 | 0 | 0.009 | 0 | 0.078
| 0.528 | 0 | 0.171 | 0 | 0.407 | 0 | 0.012 | 0 | 0.082
| 0.528 | 0 | 0.19 | 0 | 0.295 | 0 | 0.008 | 0 | 0.084
| 0.528 | 0 | 0.239 | 0 | 0.098 | 0 | 0.004 | 0 | 0.083
| 0.528 | 0 | 0.302 | 0 | 0.021 | 0 | 0.002 | 0 | 0.081
| 0.528 | 0 | 0.291 | 0 | 0.003 | 0 | 0.001 | 0 | 0.079
| 0.528 | 0 | 0.253 | 0 | 0 | 0 | 0.001 | 0 | 0.082
| 0.528 | 0 | 0.193 | 0 | 0 | 0 | 0 | 0 | 0.09
| 0.528 | 0 | 0.148 | 0 | 0 | 0 | 0.001 | 0 | 0.093
| 0.528 | 0 | 0.133 | 0 | 0 | 0 | 0.001 | 0 | 0.093
| 0.528 | 0 | 0.133 | 0 | 0 | 0 | 0.001 | 0 | 0.095
| 0.528 | 0 | 0.137 | 0 | 0.001 | 0 | 0.002 | 0 | 0.099
| 0.528 | 0 | 0.125 | 0 | 0.003 | 0 | 0.002 | 0 | 0.096
| 0.528 | 0 | 0.105 | 0 | 0.006 | 0 | 0.001 | 0 | 0.098
| 0.528 | 0 | 0.107 | 0 | 0.007 | 0 | 0.002 | 0 | 0.106
| 0.528 | 0 | 0.108 | 0 | 0.011 | 0 | 0.003 | 0 | 0.114
| 0.528 | 0.067 | 0.092 | 0.064 | 0.017 | 0 | 0.004 | 0.006 | 0.115
| 0.528 | 0.129 | 0.066 | 0.258 | 0.021 | 0.037 | 0.005 | 0.039 | 0.112
| 0.528 | 0.159 | 0.061 | 0.364 | 0.031 | 0.146 | 0.006 | 0.065 | 0.101
| 0.528 | 0.153 | 0.049 | 0.353 | 0.035 | 0.247 | 0.007 | 0.076 | 0.086
| 0.528 | 0.116 | 0.041 | 0.24 | 0.012 | 0.265 | 0.007 | 0.067 | 0.076
| 0.528 | 0.067 | 0.045 | 0.081 | 0.005 | 0.118 | 0.008 | 0.042 | 0.073
| 0.528 | 0.006 | 0.063 | 0 | 0.002 | 0.024 | 0.009 | 0.01 | 0.083
| 0.528 | 0 | 0.072 | 0 | 0.002 | 0 | 0.01 | 0 | 0.086
| 0.528 | 0 | 0.068 | 0 | 0.004 | 0 | 0.012 | 0 | 0.084
| 0.528 | 0 | 0.057 | 0 | 0.01 | 0 | 0.015 | 0 | 0.084
| 0.528 | 0 | 0.062 | 0 | 0.014 | 0 | 0.016 | 0 | 0.093
| 0.528 | 0 | 0.061 | 0 | 0.008 | 0 | 0.017 | 0 | 0.101
| 0.528 | 0 | 0.025 | 0 | 0.003 | 0 | 0.02 | 0 | 0.104
| 0.528 | 0 | 0.009 | 0 | 0.002 | 0 | 0.022 | 0 | 0.105
| 0.528 | 0 | 0.006 | 0 | 0.002 | 0 | 0.024 | 0 | 0.113
| 0.528 | 0 | 0.002 | 0 | 0.001 | 0 | 0.023 | 0 | 0.116
| 0.528 | 0 | 0.001 | 0 | 0 | 0 | 0.018 | 0 | 0.106
| 0.528 | 0 | 0.015 | 0 | 0.002 | 0 | 0.017 | 0 | 0.099
| 0.528 | 0 | 0.042 | 0 | 0.016 | 0 | 0.017 | 0 | 0.094
| 0.528 | 0 | 0.06 | 0 | 0.01 | 0 | 0.018 | 0 | 0.082
| 0.528 | 0 | 0.036 | 0 | 0.003 | 0 | 0.013 | 0 | 0.068
| 0.528 | 0 | 0.028 | 0 | 0.004 | 0 | 0.012 | 0 | 0.06
| 0.528 | 0 | 0.023 | 0 | 0.006 | 0 | 0.014 | 0 | 0.054
| 0.528 | 0 | 0.015 | 0 | 0.005 | 0 | 0.015 | 0 | 0.049
| 0.528 | 0.005 | 0.004 | 0.005 | 0.001 | 0 | 0.014 | 0 | 0.038
| 0.528 | 0.019 | 0 | 0.023 | 0 | 0.01 | 0.01 | 0.011 | 0.023
| 0.528 | 0.029 | 0 | 0.03 | 0 | 0.031 | 0.006 | 0.025 | 0.013
| 0.528 | 0.029 | 0 | 0.029 | 0 | 0.041 | 0.001 | 0.04 | 0.004
| 0.528 | 0.023 | 0.002 | 0.02 | 0.002 | 0.039 | 0.001 | 0.043 | 0.004
| 0.528 | 0.01 | 0.03 | 0.006 | 0.003 | 0.032 | 0.001 | 0.027 | 0.006
| 0.528 | 0 | 0.131 | 0 | 0.008 | 0.009 | 0.001 | 0.005 | 0.041
| 0.528 | 0 | 0.161 | 0 | 0.012 | 0 | 0.004 | 0 | 0.072
| 0.528 | 0 | 0.22 | 0 | 0.012 | 0 | 0.008 | 0 | 0.07
| 0.528 | 0 | 0.258 | 0 | 0.01 | 0 | 0.013 | 0 | 0.054
| 0.528 | 0 | 0.291 | 0 | 0.005 | 0 | 0.013 | 0 | 0.035
| 0.528 | 0 | 0.309 | 0 | 0.005 | 0 | 0.01 | 0 | 0.019
| 0.528 | 0 | 0.289 | 0 | 0.012 | 0 | 0.014 | 0 | 0.009
| 0.528 | 0 | 0.285 | 0 | 0.013 | 0 | 0.02 | 0 | 0.003
| 0.528 | 0 | 0.282 | 0 | 0.005 | 0 | 0.022 | 0 | 0.002
| 0.528 | 0 | 0.27 | 0 | 0.001 | 0 | 0.025 | 0 | 0.004
| 0.528 | 0 | 0.251 | 0 | 0 | 0 | 0.023 | 0 | 0.006
| 0.528 | 0 | 0.229 | 0 | 0.001 | 0 | 0.017 | 0 | 0.01
| 0.528 | 0 | 0.239 | 0 | 0.02 | 0 | 0.016 | 0 | 0.015
| 0.528 | 0 | 0.249 | 0 | 0.074 | 0 | 0.02 | 0 | 0.018
| 0.528 | 0 | 0.239 | 0 | 0.118 | 0 | 0.026 | 0 | 0.019
| 0.528 | 0 | 0.219 | 0 | 0.109 | 0 | 0.022 | 0 | 0.034
| 0.528 | 0 | 0.196 | 0 | 0.059 | 0 | 0.018 | 0 | 0.055
| 0.528 | 0 | 0.183 | 0 | 0.04 | 0 | 0.021 | 0 | 0.07
| 0.528 | 0.065 | 0.155 | 0.023 | 0.023 | 0 | 0.029 | 0.009 | 0.079
| 0.528 | 0.177 | 0.119 | 0.148 | 0.008 | 0.011 | 0.039 | 0.071 | 0.102
| 0.528 | 0.255 | 0.079 | 0.246 | 0.003 | 0.04 | 0.041 | 0.132 | 0.107
| 0.528 | 0.258 | 0.054 | 0.257 | 0.003 | 0.059 | 0.041 | 0.128 | 0.1
| 0.528 | 0.199 | 0.05 | 0.191 | 0.003 | 0.056 | 0.049 | 0.083 | 0.147
| 0.528 | 0.093 | 0.061 | 0.079 | 0.005 | 0.037 | 0.065 | 0.05 | 0.16
| 0.528 | 0.008 | 0.104 | 0 | 0.009 | 0.005 | 0.089 | 0.011 | 0.181
| 0.528 | 0 | 0.155 | 0 | 0.011 | 0 | 0.117 | 0 | 0.184
| 0.528 | 0 | 0.177 | 0 | 0.008 | 0 | 0.129 | 0 | 0.193
| 0.528 | 0 | 0.18 | 0 | 0.005 | 0 | 0.133 | 0 | 0.203
| 0.528 | 0 | 0.16 | 0 | 0.004 | 0 | 0.132 | 0 | 0.21
| 0.528 | 0 | 0.144 | 0 | 0.007 | 0 | 0.133 | 0 | 0.177
| 0.528 | 0 | 0.122 | 0 | 0.011 | 0 | 0.13 | 0 | 0.161
| 0.528 | 0 | 0.093 | 0 | 0.005 | 0 | 0.121 | 0 | 0.143
| 0.528 | 0 | 0.087 | 0 | 0.005 | 0 | 0.118 | 0 | 0.118
| 0.528 | 0 | 0.084 | 0 | 0.007 | 0 | 0.111 | 0 | 0.094
| 0.528 | 0 | 0.102 | 0 | 0.009 | 0 | 0.104 | 0 | 0.084
| 0.528 | 0 | 0.133 | 0 | 0.005 | 0 | 0.091 | 0 | 0.076
| 0.528 | 0 | 0.152 | 0 | 0.003 | 0 | 0.081 | 0 | 0.133
| 0.528 | 0 | 0.167 | 0 | 0.002 | 0 | 0.088 | 0 | 0.138
| 0.528 | 0 | 0.192 | 0 | 0.001 | 0 | 0.103 | 0 | 0.141
| 0.528 | 0 | 0.213 | 0 | 0 | 0 | 0.084 | 0 | 0.159
| 0.528 | 0 | 0.223 | 0 | 0 | 0 | 0.063 | 0 | 0.176
| 0.528 | 0 | 0.241 | 0 | 0 | 0 | 0.054 | 0 | 0.154
| 0.528 | 0.05 | 0.232 | 0.004 | 0 | 0 | 0.058 | 0.001 | 0.151
| 0.528 | 0.142 | 0.188 | 0.048 | 0 | 0.005 | 0.077 | 0.023 | 0.189
| 0.528 | 0.182 | 0.167 | 0.092 | 0 | 0.023 | 0.087 | 0.033 | 0.234
| 0.528 | 0.204 | 0.133 | 0.09 | 0 | 0.075 | 0.072 | 0.036 | 0.274
| 0.528 | 0.157 | 0.108 | 0.054 | 0 | 0.088 | 0.071 | 0.029 | 0.344
| 0.528 | 0.061 | 0.118 | 0.02 | 0 | 0.05 | 0.08 | 0.014 | 0.401
| 0.528 | 0.001 | 0.139 | 0 | 0.006 | 0.006 | 0.091 | 0.001 | 0.457
| 0.528 | 0 | 0.178 | 0 | 0.023 | 0 | 0.103 | 0 | 0.422
| 0.528 | 0 | 0.216 | 0 | 0.041 | 0 | 0.105 | 0 | 0.331
| 0.528 | 0 | 0.254 | 0 | 0.04 | 0 | 0.101 | 0 | 0.28
| 0.528 | 0 | 0.506 | 0 | 0.041 | 0 | 0.088 | 0 | 0.321
| 0.528 | 0 | 0.624 | 0 | 0.034 | 0 | 0.083 | 0 | 0.399
| 0.528 | 0 | 0.639 | 0 | 0.039 | 0 | 0.088 | 0 | 0.329
| 0.528 | 0 | 0.588 | 0 | 0.021 | 0 | 0.081 | 0 | 0.177
| 0.528 | 0 | 0.545 | 0 | 0.017 | 0 | 0.092 | 0 | 0.103
| 0.528 | 0 | 0.481 | 0 | 0.031 | 0 | 0.157 | 0 | 0.063
| 0.528 | 0 | 0.458 | 0 | 0.041 | 0 | 0.204 | 0 | 0.048
| 0.528 | 0 | 0.493 | 0 | 0.029 | 0 | 0.176 | 0 | 0.055
| 0.528 | 0 | 0.528 | 0 | 0.04 | 0 | 0.149 | 0 | 0.093
| 0.528 | 0 | 0.624 | 0 | 0.052 | 0 | 0.099 | 0 | 0.089
| 0.528 | 0 | 0.684 | 0 | 0.021 | 0 | 0.077 | 0 | 0.099
| 0.528 | 0 | 0.675 | 0 | 0.004 | 0 | 0.067 | 0 | 0.108
| 0.528 | 0 | 0.648 | 0 | 0.003 | 0 | 0.068 | 0 | 0.261
| 0.528 | 0 | 0.627 | 0 | 0.007 | 0 | 0.054 | 0 | 0.216
| 0.528 | 0.013 | 0.64 | 0.001 | 0.009 | 0 | 0.04 | 0 | 0.128
| 0.528 | 0.06 | 0.636 | 0.018 | 0.017 | 0.002 | 0.038 | 0.016 | 0.156
| 0.528 | 0.115 | 0.67 | 0.046 | 0.014 | 0.014 | 0.044 | 0.042 | 0.278
| 0.528 | 0.13 | 0.639 | 0.064 | 0.006 | 0.021 | 0.038 | 0.049 | 0.284
| 0.528 | 0.059 | 0.601 | 0.014 | 0.011 | 0.016 | 0.022 | 0.033 | 0.491
| 0.528 | 0.017 | 0.536 | 0.001 | 0.017 | 0.008 | 0.022 | 0.015 | 0.523
| 0.528 | 0 | 0.508 | 0 | 0.015 | 0 | 0.025 | 0.002 | 0.464
| 0.528 | 0 | 0.567 | 0 | 0.015 | 0 | 0.017 | 0 | 0.506
| 0.528 | 0 | 0.649 | 0 | 0.016 | 0 | 0.013 | 0 | 0.556
| 0.528 | 0 | 0.774 | 0 | 0.01 | 0 | 0.012 | 0 | 0.504
| 0.528 | 0 | 0.857 | 0 | 0.014 | 0 | 0.012 | 0 | 0.514
| 0.528 | 0 | 0.912 | 0 | 0.032 | 0 | 0.007 | 0 | 0.613
| 0.528 | 0 | 0.91 | 0 | 0.028 | 0 | 0.003 | 0 | 0.691
| 0.528 | 0 | 0.916 | 0 | 0.024 | 0 | 0.001 | 0 | 0.666
| 0.528 | 0 | 0.906 | 0 | 0.022 | 0 | 0.001 | 0 | 0.525
| 0.528 | 0 | 0.841 | 0 | 0.026 | 0 | 0.001 | 0 | 0.391
| 0.528 | 0 | 0.683 | 0 | 0.02 | 0 | 0.005 | 0 | 0.21
| 0.528 | 0 | 0.471 | 0 | 0.019 | 0 | 0.012 | 0 | 0.065
| 0.528 | 0 | 0.341 | 0 | 0.024 | 0 | 0.024 | 0 | 0.01
| 0.528 | 0 | 0.271 | 0 | 0.034 | 0 | 0.034 | 0 | 0.015
| 0.528 | 0 | 0.153 | 0 | 0.046 | 0 | 0.044 | 0 | 0.045
| 0.528 | 0 | 0.064 | 0 | 0.046 | 0 | 0.054 | 0 | 0.074
| 0.528 | 0 | 0.032 | 0 | 0.03 | 0 | 0.035 | 0 | 0.155
| 0.528 | 0 | 0.024 | 0 | 0.018 | 0 | 0.004 | 0 | 0.245
| 0.528 | 0.018 | 0.016 | 0.005 | 0.011 | 0 | 0 | 0 | 0.386
| 0.528 | 0.018 | 0.035 | 0.051 | 0.001 | 0.021 | 0 | 0.028 | 0.507
| 0.528 | 0.018 | 0.078 | 0.072 | 0.001 | 0.071 | 0.003 | 0.051 | 0.498
| 0.528 | 0.021 | 0.089 | 0.062 | 0 | 0.082 | 0.008 | 0.032 | 0.442
| 0.528 | 0.02 | 0.083 | 0.031 | 0.003 | 0.069 | 0.02 | 0.027 | 0.28
| 0.528 | 0.009 | 0.081 | 0.007 | 0.004 | 0.038 | 0.029 | 0.016 | 0.165
| 0.528 | 0 | 0.082 | 0 | 0.005 | 0.006 | 0.059 | 0.005 | 0.135
| 0.528 | 0 | 0.061 | 0 | 0.002 | 0 | 0.105 | 0 | 0.169
| 0.528 | 0 | 0.051 | 0 | 0.01 | 0 | 0.121 | 0 | 0.256
| 0.528 | 0 | 0.034 | 0 | 0.021 | 0 | 0.118 | 0 | 0.403
| 0.528 | 0 | 0.015 | 0 | 0.016 | 0 | 0.146 | 0 | 0.485
| 0.528 | 0 | 0.005 | 0 | 0.004 | 0 | 0.146 | 0 | 0.424
| 0.528 | 0 | 0.002 | 0 | 0.005 | 0 | 0.122 | 0 | 0.341
| 0.528 | 0 | 0.001 | 0 | 0.003 | 0 | 0.096 | 0 | 0.286
| 0.528 | 0 | 0.003 | 0 | 0.001 | 0 | 0.081 | 0 | 0.261
| 0.528 | 0 | 0.003 | 0 | 0.001 | 0 | 0.071 | 0 | 0.25
| 0.528 | 0 | 0.001 | 0 | 0.001 | 0 | 0.064 | 0 | 0.233
| 0.528 | 0 | 0.001 | 0 | 0.005 | 0 | 0.053 | 0 | 0.229
| 0.528 | 0 | 0.005 | 0 | 0.014 | 0 | 0.042 | 0 | 0.251
| 0.528 | 0 | 0.026 | 0 | 0.013 | 0 | 0.034 | 0 | 0.268
| 0.528 | 0 | 0.061 | 0 | 0.007 | 0 | 0.022 | 0 | 0.278
| 0.528 | 0 | 0.104 | 0 | 0.005 | 0 | 0.014 | 0 | 0.309
| 0.528 | 0 | 0.164 | 0 | 0.004 | 0 | 0.013 | 0 | 0.386
| 0.528 | 0 | 0.168 | 0 | 0.006 | 0 | 0.013 | 0 | 0.438
| 0.528 | 0.033 | 0.107 | 0.006 | 0.005 | 0 | 0.012 | 0 | 0.45
| 0.528 | 0.096 | 0.056 | 0.051 | 0.001 | 0.007 | 0.009 | 0.009 | 0.422
| 0.528 | 0.141 | 0.035 | 0.089 | 0 | 0.055 | 0.006 | 0.022 | 0.358
| 0.528 | 0.148 | 0.024 | 0.099 | 0 | 0.13 | 0.005 | 0.037 | 0.28
| 0.528 | 0.119 | 0.014 | 0.063 | 0 | 0.197 | 0.008 | 0.047 | 0.219
| 0.528 | 0.059 | 0.013 | 0.02 | 0 | 0.146 | 0.015 | 0.033 | 0.184
| 0.528 | 0.001 | 0.008 | 0 | 0 | 0.029 | 0.018 | 0.006 | 0.161
| 0.528 | 0 | 0 | 0 | 0 | 0 | 0.018 | 0 | 0.14
| 0.528 | 0 | 0.002 | 0 | 0.001 | 0 | 0.016 | 0 | 0.115
| 0.528 | 0 | 0.019 | 0 | 0.003 | 0 | 0.014 | 0 | 0.084
| 0.528 | 0 | 0.059 | 0 | 0.006 | 0 | 0.008 | 0 | 0.055
| 0.528 | 0 | 0.058 | 0 | 0.025 | 0 | 0.003 | 0 | 0.043
| 0.528 | 0 | 0.058 | 0 | 0.058 | 0 | 0.001 | 0 | 0.027
| 0.528 | 0 | 0.061 | 0 | 0.089 | 0 | 0.001 | 0 | 0.013
| 0.528 | 0 | 0.048 | 0 | 0.103 | 0 | 0 | 0 | 0.007
| 0.528 | 0 | 0.027 | 0 | 0.043 | 0 | 0 | 0 | 0.005
| 0.528 | 0 | 0.014 | 0 | 0.022 | 0 | 0 | 0 | 0.007
| 0.528 | 0 | 0.008 | 0 | 0.021 | 0 | 0.001 | 0 | 0.009
| 0.528 | 0 | 0.004 | 0 | 0.012 | 0 | 0.002 | 0 | 0.009
| 0.528 | 0 | 0.004 | 0 | 0.001 | 0 | 0.003 | 0 | 0.009
| 0.528 | 0 | 0.003 | 0 | 0 | 0 | 0.004 | 0 | 0.012
| 0.528 | 0 | 0.001 | 0 | 0 | 0 | 0.007 | 0 | 0.015
| 0.528 | 0 | 0 | 0 | 0 | 0 | 0.008 | 0 | 0.014
| 0.528 | 0 | 0.004 | 0 | 0 | 0 | 0.009 | 0 | 0.012
| 0.528 | 0.031 | 0.046 | 0.007 | 0 | 0 | 0.012 | 0 | 0.01
| 0.528 | 0.109 | 0.127 | 0.062 | 0.004 | 0.01 | 0.02 | 0.02 | 0.005
| 0.528 | 0.169 | 0.167 | 0.124 | 0.004 | 0.042 | 0.027 | 0.041 | 0.001
| 0.528 | 0.187 | 0.097 | 0.149 | 0.002 | 0.059 | 0.031 | 0.05 | 0
| 0.528 | 0.143 | 0.101 | 0.119 | 0.001 | 0.053 | 0.035 | 0.047 | 0
| 0.528 | 0.067 | 0.147 | 0.031 | 0.001 | 0.032 | 0.036 | 0.032 | 0
| 0.528 | 0.003 | 0.193 | 0 | 0.001 | 0.004 | 0.034 | 0.006 | 0
| 0.528 | 0 | 0.234 | 0 | 0.002 | 0 | 0.036 | 0 | 0
| 0.528 | 0 | 0.261 | 0 | 0.003 | 0 | 0.04 | 0 | 0
| 0.528 | 0 | 0.261 | 0 | 0.002 | 0 | 0.042 | 0 | 0
| 0.528 | 0 | 0.23 | 0 | 0.001 | 0 | 0.044 | 0 | 0
| 0.528 | 0 | 0.219 | 0 | 0.001 | 0 | 0.054 | 0 | 0.001
| 0.528 | 0 | 0.212 | 0 | 0.001 | 0 | 0.065 | 0 | 0.002
| 0.528 | 0 | 0.209 | 0 | 0.003 | 0 | 0.057 | 0 | 0.003
| 0.528 | 0 | 0.209 | 0 | 0.007 | 0 | 0.048 | 0 | 0.002
| 0.528 | 0 | 0.212 | 0 | 0.012 | 0 | 0.049 | 0 | 0.002
| 0.528 | 0 | 0.228 | 0 | 0.026 | 0 | 0.05 | 0 | 0.001
| 0.528 | 0 | 0.231 | 0 | 0.062 | 0 | 0.05 | 0 | 0.001
| 0.528 | 0 | 0.229 | 0 | 0.115 | 0 | 0.05 | 0 | 0
| 0.528 | 0 | 0.223 | 0 | 0.144 | 0 | 0.048 | 0 | 0
| 0.528 | 0 | 0.211 | 0 | 0.138 | 0 | 0.04 | 0 | 0
| 0.528 | 0 | 0.197 | 0 | 0.113 | 0 | 0.039 | 0 | 0
| 0.528 | 0 | 0.181 | 0 | 0.085 | 0 | 0.042 | 0 | 0.001
| 0.528 | 0 | 0.165 | 0 | 0.077 | 0 | 0.032 | 0 | 0.002
| 0.528 | 0.046 | 0.145 | 0.023 | 0.077 | 0 | 0.023 | 0.001 | 0.004
| 0.528 | 0.142 | 0.135 | 0.138 | 0.088 | 0.011 | 0.022 | 0.021 | 0.006
| 0.528 | 0.215 | 0.118 | 0.234 | 0.084 | 0.05 | 0.023 | 0.045 | 0.008
| 0.528 | 0.222 | 0.11 | 0.233 | 0.085 | 0.079 | 0.019 | 0.058 | 0.009
| 0.528 | 0.177 | 0.11 | 0.145 | 0.098 | 0.074 | 0.018 | 0.05 | 0.009
| 0.528 | 0.092 | 0.119 | 0.051 | 0.156 | 0.045 | 0.019 | 0.025 | 0.013
| 0.528 | 0.003 | 0.142 | 0 | 0.251 | 0.003 | 0.019 | 0.004 | 0.018
| 0.528 | 0 | 0.147 | 0 | 0.337 | 0 | 0.025 | 0 | 0.025
| 0.528 | 0 | 0.141 | 0 | 0.364 | 0 | 0.03 | 0 | 0.031
| 0.528 | 0 | 0.135 | 0 | 0.385 | 0 | 0.032 | 0 | 0.035
| 0.528 | 0 | 0.126 | 0 | 0.342 | 0 | 0.033 | 0 | 0.038
| 0.528 | 0 | 0.12 | 0 | 0.282 | 0 | 0.035 | 0 | 0.041
| 0.528 | 0 | 0.115 | 0 | 0.231 | 0 | 0.035 | 0 | 0.044
| 0.528 | 0 | 0.103 | 0 | 0.19 | 0 | 0.037 | 0 | 0.047
| 0.528 | 0 | 0.093 | 0 | 0.167 | 0 | 0.039 | 0 | 0.048
| 0.528 | 0 | 0.09 | 0 | 0.176 | 0 | 0.043 | 0 | 0.048
| 0.528 | 0 | 0.096 | 0 | 0.184 | 0 | 0.048 | 0 | 0.06
| 0.528 | 0 | 0.101 | 0 | 0.16 | 0 | 0.053 | 0 | 0.072
| 0.528 | 0 | 0.097 | 0 | 0.089 | 0 | 0.058 | 0 | 0.064
| 0.528 | 0 | 0.101 | 0 | 0.019 | 0 | 0.062 | 0 | 0.058
| 0.528 | 0 | 0.105 | 0 | 0 | 0 | 0.061 | 0 | 0.061
| 0.528 | 0 | 0.103 | 0 | 0 | 0 | 0.066 | 0 | 0.07
| 0.528 | 0 | 0.098 | 0 | 0.001 | 0 | 0.068 | 0 | 0.077
| 0.528 | 0 | 0.092 | 0 | 0.011 | 0 | 0.061 | 0 | 0.082
| 0.528 | 0.03 | 0.084 | 0.021 | 0.031 | 0 | 0.065 | 0.01 | 0.088
| 0.528 | 0.098 | 0.054 | 0.101 | 0.049 | 0.007 | 0.07 | 0.073 | 0.092
| 0.528 | 0.165 | 0.022 | 0.151 | 0.049 | 0.08 | 0.075 | 0.153 | 0.09
| 0.528 | 0.187 | 0.01 | 0.164 | 0.031 | 0.102 | 0.086 | 0.21 | 0.085
| 0.528 | 0.134 | 0.005 | 0.153 | 0.027 | 0.06 | 0.087 | 0.149 | 0.089
| 0.528 | 0.06 | 0.004 | 0.075 | 0.037 | 0.027 | 0.094 | 0.067 | 0.089
| 0.528 | 0.002 | 0.006 | 0 | 0.056 | 0.001 | 0.105 | 0.012 | 0.091
| 0.528 | 0 | 0.008 | 0 | 0.081 | 0 | 0.118 | 0 | 0.098
| 0.528 | 0 | 0.009 | 0 | 0.112 | 0 | 0.124 | 0 | 0.108
| 0.528 | 0 | 0.012 | 0 | 0.113 | 0 | 0.122 | 0 | 0.122
| 0.528 | 0 | 0.021 | 0 | 0.068 | 0 | 0.123 | 0 | 0.115
| 0.528 | 0 | 0.043 | 0 | 0.042 | 0 | 0.117 | 0 | 0.112
| 0.528 | 0 | 0.079 | 0 | 0.03 | 0 | 0.108 | 0 | 0.111
| 0.528 | 0 | 0.12 | 0 | 0.02 | 0 | 0.1 | 0 | 0.113
| 0.528 | 0 | 0.108 | 0 | 0.014 | 0 | 0.093 | 0 | 0.115
| 0.528 | 0 | 0.093 | 0 | 0.013 | 0 | 0.086 | 0 | 0.12
| 0.528 | 0 | 0.093 | 0 | 0.017 | 0 | 0.085 | 0 | 0.127
| 0.528 | 0 | 0.092 | 0 | 0.036 | 0 | 0.085 | 0 | 0.133
| 0.528 | 0 | 0.093 | 0 | 0.057 | 0 | 0.084 | 0 | 0.134
| 0.528 | 0 | 0.094 | 0 | 0.068 | 0 | 0.085 | 0 | 0.13
| 0.528 | 0 | 0.103 | 0 | 0.072 | 0 | 0.083 | 0 | 0.123
| 0.528 | 0 | 0.118 | 0 | 0.067 | 0 | 0.073 | 0 | 0.121
| 0.528 | 0 | 0.153 | 0 | 0.057 | 0 | 0.063 | 0 | 0.121
| 0.528 | 0 | 0.192 | 0 | 0.053 | 0 | 0.057 | 0 | 0.13
| 0.528 | 0.113 | 0.223 | 0.03 | 0.054 | 0 | 0.053 | 0.019 | 0.144
| 0.528 | 0.35 | 0.253 | 0.146 | 0.044 | 0.005 | 0.046 | 0.139 | 0.15
| 0.528 | 0.47 | 0.27 | 0.231 | 0.028 | 0.044 | 0.041 | 0.283 | 0.144
| 0.528 | 0.483 | 0.233 | 0.235 | 0.015 | 0.091 | 0.036 | 0.351 | 0.13
| 0.528 | 0.404 | 0.208 | 0.158 | 0.011 | 0.14 | 0.037 | 0.321 | 0.118
| 0.528 | 0.224 | 0.231 | 0.049 | 0.013 | 0.114 | 0.045 | 0.199 | 0.137
| 0.528 | 0.011 | 0.254 | 0 | 0.031 | 0.015 | 0.067 | 0.047 | 0.155
| 0.528 | 0 | 0.252 | 0 | 0.053 | 0 | 0.08 | 0 | 0.191
| 0.528 | 0 | 0.231 | 0 | 0.065 | 0 | 0.089 | 0 | 0.182
| 0.528 | 0 | 0.205 | 0 | 0.08 | 0 | 0.093 | 0 | 0.141
| 0.528 | 0 | 0.192 | 0 | 0.101 | 0 | 0.088 | 0 | 0.114
| 0.528 | 0 | 0.192 | 0 | 0.1 | 0 | 0.076 | 0 | 0.118
| 0.528 | 0 | 0.208 | 0 | 0.085 | 0 | 0.054 | 0 | 0.146
| 0.528 | 0 | 0.232 | 0 | 0.076 | 0 | 0.031 | 0 | 0.106
| 0.528 | 0 | 0.253 | 0 | 0.067 | 0 | 0.03 | 0 | 0.087
| 0.528 | 0 | 0.283 | 0 | 0.057 | 0 | 0.025 | 0 | 0.078
| 0.528 | 0 | 0.34 | 0 | 0.05 | 0 | 0.037 | 0 | 0.086
| 0.528 | 0 | 0.388 | 0 | 0.058 | 0 | 0.048 | 0 | 0.104
| 0.528 | 0 | 0.41 | 0 | 0.083 | 0 | 0.062 | 0 | 0.1
| 0.528 | 0 | 0.407 | 0 | 0.092 | 0 | 0.066 | 0 | 0.084
| 0.528 | 0 | 0.404 | 0 | 0.087 | 0 | 0.059 | 0 | 0.072
| 0.528 | 0 | 0.391 | 0 | 0.088 | 0 | 0.054 | 0 | 0.061
| 0.528 | 0 | 0.337 | 0 | 0.106 | 0 | 0.07 | 0 | 0.051
| 0.528 | 0 | 0.274 | 0 | 0.123 | 0 | 0.034 | 0 | 0.044
| 0.528 | 0.054 | 0.217 | 0.023 | 0.132 | 0 | 0.024 | 0 | 0.041
| 0.528 | 0.122 | 0.177 | 0.136 | 0.13 | 0.003 | 0.02 | 0.015 | 0.036
| 0.528 | 0.151 | 0.147 | 0.232 | 0.084 | 0.022 | 0.015 | 0.034 | 0.026
| 0.528 | 0.15 | 0.127 | 0.246 | 0.026 | 0.035 | 0.007 | 0.043 | 0.018
| 0.528 | 0.127 | 0.144 | 0.182 | 0.008 | 0.033 | 0.005 | 0.039 | 0.013
| 0.528 | 0.081 | 0.193 | 0.065 | 0.012 | 0.014 | 0.005 | 0.019 | 0.011
| 0.528 | 0.004 | 0.259 | 0 | 0.024 | 0 | 0.006 | 0.002 | 0.012
| 0.528 | 0 | 0.315 | 0 | 0.032 | 0 | 0.008 | 0 | 0.015
| 0.528 | 0 | 0.365 | 0 | 0.03 | 0 | 0.01 | 0 | 0.014
| 0.528 | 0 | 0.403 | 0 | 0.026 | 0 | 0.011 | 0 | 0.011
| 0.528 | 0 | 0.42 | 0 | 0.019 | 0 | 0.013 | 0 | 0.012
| 0.528 | 0 | 0.41 | 0 | 0.012 | 0 | 0.016 | 0 | 0.012
| 0.528 | 0 | 0.351 | 0 | 0.008 | 0 | 0.02 | 0 | 0.008
| 0.528 | 0 | 0.296 | 0 | 0.004 | 0 | 0.022 | 0 | 0.006
| 0.528 | 0 | 0.282 | 0 | 0.002 | 0 | 0.022 | 0 | 0.005
| 0.528 | 0 | 0.253 | 0 | 0.003 | 0 | 0.026 | 0 | 0.007
| 0.528 | 0 | 0.231 | 0 | 0.004 | 0 | 0.027 | 0 | 0.007
| 0.528 | 0 | 0.228 | 0 | 0.005 | 0 | 0.029 | 0 | 0.006
| 0.528 | 0 | 0.225 | 0 | 0.008 | 0 | 0.033 | 0 | 0.004
| 0.528 | 0 | 0.236 | 0 | 0.011 | 0 | 0.036 | 0 | 0.004
| 0.528 | 0 | 0.233 | 0 | 0.02 | 0 | 0.034 | 0 | 0.004
| 0.528 | 0 | 0.254 | 0 | 0.03 | 0 | 0.033 | 0 | 0.006
| 0.528 | 0 | 0.285 | 0 | 0.035 | 0 | 0.038 | 0 | 0.008
| 0.528 | 0 | 0.25 | 0 | 0.048 | 0 | 0.043 | 0 | 0.009
| 0.528 | 0.026 | 0.201 | 0.005 | 0.069 | 0 | 0.046 | 0.009 | 0.011
| 0.528 | 0.089 | 0.147 | 0.044 | 0.09 | 0.007 | 0.035 | 0.082 | 0.009
| 0.528 | 0.189 | 0.124 | 0.135 | 0.099 | 0.049 | 0.03 | 0.158 | 0.006
| 0.528 | 0.196 | 0.098 | 0.265 | 0.094 | 0.093 | 0.025 | 0.17 | 0.005
| 0.528 | 0.141 | 0.116 | 0.203 | 0.133 | 0.095 | 0.017 | 0.146 | 0.009
| 0.528 | 0.065 | 0.155 | 0.056 | 0.126 | 0.062 | 0.009 | 0.084 | 0.016
| 0.528 | 0.001 | 0.192 | 0 | 0.193 | 0.007 | 0.006 | 0.019 | 0.025
| 0.528 | 0 | 0.211 | 0 | 0.374 | 0 | 0.005 | 0 | 0.031
| 0.528 | 0 | 0.225 | 0 | 0.264 | 0 | 0.005 | 0 | 0.032
| 0.528 | 0 | 0.224 | 0 | 0.252 | 0 | 0.004 | 0 | 0.034
| 0.528 | 0 | 0.193 | 0 | 0.317 | 0 | 0.002 | 0 | 0.032
| 0.528 | 0 | 0.16 | 0 | 0.344 | 0 | 0.001 | 0 | 0.036
| 0.528 | 0 | 0.132 | 0 | 0.386 | 0 | 0.001 | 0 | 0.039
| 0.528 | 0 | 0.116 | 0 | 0.347 | 0 | 0.002 | 0 | 0.041
| 0.528 | 0 | 0.111 | 0 | 0.328 | 0 | 0.003 | 0 | 0.045
| 0.528 | 0 | 0.103 | 0 | 0.339 | 0 | 0.006 | 0 | 0.047
| 0.528 | 0 | 0.113 | 0 | 0.274 | 0 | 0.008 | 0 | 0.053
| 0.528 | 0 | 0.157 | 0 | 0.152 | 0 | 0.01 | 0 | 0.061
| 0.528 | 0 | 0.22 | 0 | 0.051 | 0 | 0.013 | 0 | 0.08
| 0.528 | 0 | 0.293 | 0 | 0.019 | 0 | 0.018 | 0 | 0.101
| 0.528 | 0 | 0.323 | 0 | 0.011 | 0 | 0.022 | 0 | 0.13
| 0.528 | 0 | 0.311 | 0 | 0.008 | 0 | 0.026 | 0 | 0.161
| 0.528 | 0 | 0.239 | 0 | 0.005 | 0 | 0.031 | 0 | 0.199
| 0.528 | 0 | 0.225 | 0 | 0.002 | 0 | 0.034 | 0 | 0.252
| 0.528 | 0.04 | 0.192 | 0.039 | 0.002 | 0 | 0.044 | 0.003 | 0.268
| 0.528 | 0.114 | 0.154 | 0.197 | 0.005 | 0.005 | 0.061 | 0.036 | 0.214
| 0.528 | 0.166 | 0.086 | 0.317 | 0.029 | 0.026 | 0.068 | 0.071 | 0.204
| 0.528 | 0.175 | 0.041 | 0.335 | 0.077 | 0.049 | 0.074 | 0.054 | 0.199
| 0.528 | 0.119 | 0.028 | 0.243 | 0.063 | 0.052 | 0.07 | 0.03 | 0.188
| 0.528 | 0.052 | 0.034 | 0.052 | 0.034 | 0.033 | 0.079 | 0.013 | 0.189
| 0.528 | 0.002 | 0.026 | 0 | 0.014 | 0.004 | 0.107 | 0.001 | 0.182
| 0.528 | 0 | 0.025 | 0 | 0.004 | 0 | 0.14 | 0 | 0.177
| 0.528 | 0 | 0.038 | 0 | 0.001 | 0 | 0.154 | 0 | 0.157
| 0.528 | 0 | 0.044 | 0 | 0 | 0 | 0.147 | 0 | 0.144
| 0.528 | 0 | 0.037 | 0 | 0 | 0 | 0.131 | 0 | 0.123
| 0.528 | 0 | 0.031 | 0 | 0 | 0 | 0.111 | 0 | 0.108
| 0.528 | 0 | 0.035 | 0 | 0 | 0 | 0.094 | 0 | 0.098
| 0.528 | 0 | 0.037 | 0 | 0.004 | 0 | 0.08 | 0 | 0.083
| 0.528 | 0 | 0.027 | 0 | 0.041 | 0 | 0.067 | 0 | 0.062
| 0.528 | 0 | 0.017 | 0 | 0.051 | 0 | 0.053 | 0 | 0.05
| 0.528 | 0 | 0.019 | 0 | 0.033 | 0 | 0.048 | 0 | 0.042
| 0.528 | 0 | 0.024 | 0 | 0.035 | 0 | 0.042 | 0 | 0.041
| 0.528 | 0 | 0.025 | 0 | 0.027 | 0 | 0.033 | 0 | 0.037
| 0.528 | 0 | 0.03 | 0 | 0.009 | 0 | 0.023 | 0 | 0.025
| 0.528 | 0 | 0.036 | 0 | 0.012 | 0 | 0.018 | 0 | 0.025
| 0.528 | 0 | 0.081 | 0 | 0.003 | 0 | 0.018 | 0 | 0.029
| 0.528 | 0 | 0.149 | 0 | 0 | 0 | 0.021 | 0 | 0.042
| 0.528 | 0 | 0.135 | 0 | 0.001 | 0 | 0.022 | 0 | 0.06
| 0.528 | 0.013 | 0.106 | 0.002 | 0.003 | 0 | 0.019 | 0 | 0.05
| 0.528 | 0.042 | 0.099 | 0.025 | 0.004 | 0.003 | 0.019 | 0.014 | 0.038
| 0.528 | 0.06 | 0.101 | 0.065 | 0 | 0.03 | 0.022 | 0.021 | 0.042
| 0.528 | 0.074 | 0.065 | 0.089 | 0 | 0.066 | 0.015 | 0.05 | 0.058
| 0.528 | 0.077 | 0.074 | 0.057 | 0 | 0.089 | 0.012 | 0.059 | 0.093
| 0.528 | 0.047 | 0.12 | 0.017 | 0 | 0.071 | 0.015 | 0.023 | 0.139
| 0.528 | 0.001 | 0.179 | 0 | 0 | 0.008 | 0.027 | 0.003 | 0.217
| 0.528 | 0 | 0.231 | 0 | 0 | 0 | 0.037 | 0 | 0.311
| 0.528 | 0 | 0.241 | 0 | 0.001 | 0 | 0.042 | 0 | 0.23
| 0.528 | 0 | 0.233 | 0 | 0.006 | 0 | 0.046 | 0 | 0.131
| 0.528 | 0 | 0.195 | 0 | 0.005 | 0 | 0.058 | 0 | 0.082
| 0.528 | 0 | 0.229 | 0 | 0.001 | 0 | 0.07 | 0 | 0.064
| 0.528 | 0 | 0.264 | 0 | 0 | 0 | 0.076 | 0 | 0.064
| 0.528 | 0 | 0.262 | 0 | 0.005 | 0 | 0.078 | 0 | 0.065
| 0.528 | 0 | 0.241 | 0 | 0.009 | 0 | 0.078 | 0 | 0.083
| 0.528 | 0 | 0.232 | 0 | 0.008 | 0 | 0.07 | 0 | 0.111
| 0.528 | 0 | 0.236 | 0 | 0.018 | 0 | 0.069 | 0 | 0.157
| 0.528 | 0 | 0.209 | 0 | 0.04 | 0 | 0.074 | 0 | 0.2
| 0.528 | 0 | 0.2 | 0 | 0.033 | 0 | 0.087 | 0 | 0.208
| 0.528 | 0 | 0.201 | 0 | 0.014 | 0 | 0.104 | 0 | 0.246
| 0.528 | 0 | 0.196 | 0 | 0.011 | 0 | 0.127 | 0 | 0.28
| 0.528 | 0 | 0.193 | 0 | 0.016 | 0 | 0.156 | 0 | 0.292
| 0.528 | 0 | 0.182 | 0 | 0.007 | 0 | 0.155 | 0 | 0.305
| 0.528 | 0 | 0.179 | 0 | 0.002 | 0 | 0.133 | 0 | 0.314
| 0.528 | 0.052 | 0.162 | 0.006 | 0.001 | 0 | 0.123 | 0 | 0.251
| 0.528 | 0.2 | 0.108 | 0.053 | 0.001 | 0.002 | 0.108 | 0.007 | 0.197
| 0.528 | 0.255 | 0.082 | 0.086 | 0.001 | 0.017 | 0.088 | 0.034 | 0.109
| 0.528 | 0.181 | 0.177 | 0.088 | 0.001 | 0.023 | 0.071 | 0.066 | 0.113
| 0.528 | 0.056 | 0.13 | 0.06 | 0 | 0.019 | 0.065 | 0.05 | 0.072
| 0.528 | 0.02 | 0.163 | 0.013 | 0.001 | 0.014 | 0.065 | 0.026 | 0.047
| 0.528 | 0 | 0.182 | 0 | 0.002 | 0.001 | 0.068 | 0.003 | 0.042
| 0.528 | 0 | 0.161 | 0 | 0.003 | 0 | 0.062 | 0 | 0.041
| 0.528 | 0 | 0.13 | 0 | 0.003 | 0 | 0.062 | 0 | 0.037
| 0.528 | 0 | 0.112 | 0 | 0.007 | 0 | 0.056 | 0 | 0.027
| 0.528 | 0 | 0.112 | 0 | 0.012 | 0 | 0.056 | 0 | 0.021
| 0.528 | 0 | 0.039 | 0 | 0.012 | 0 | 0.048 | 0 | 0.019
| 0.528 | 0 | 0.026 | 0 | 0.011 | 0 | 0.041 | 0 | 0.017
| 0.528 | 0 | 0.045 | 0 | 0.013 | 0 | 0.032 | 0 | 0.014
| 0.528 | 0 | 0.025 | 0 | 0.032 | 0 | 0.022 | 0 | 0.009
| 0.528 | 0 | 0.008 | 0 | 0.049 | 0 | 0.014 | 0 | 0.006
| 0.528 | 0 | 0.013 | 0 | 0.061 | 0 | 0.011 | 0 | 0.003
| 0.528 | 0 | 0.046 | 0 | 0.062 | 0 | 0.008 | 0 | 0.001
| 0.528 | 0 | 0.087 | 0 | 0.061 | 0 | 0.007 | 0 | 0.001
| 0.528 | 0 | 0.117 | 0 | 0.059 | 0 | 0.008 | 0 | 0.001
| 0.528 | 0 | 0.136 | 0 | 0.054 | 0 | 0.008 | 0 | 0.001
| 0.528 | 0 | 0.149 | 0 | 0.049 | 0 | 0.008 | 0 | 0.001
| 0.528 | 0 | 0.131 | 0 | 0.035 | 0 | 0.009 | 0 | 0.003
| 0.528 | 0 | 0.12 | 0 | 0.02 | 0 | 0.008 | 0 | 0.005
| 0.528 | 0.036 | 0.126 | 0 | 0.014 | 0 | 0.009 | 0 | 0.008
| 0.528 | 0.118 | 0.114 | 0.012 | 0.008 | 0.01 | 0.011 | 0.011 | 0.008
| 0.528 | 0.193 | 0.109 | 0.024 | 0.003 | 0.045 | 0.012 | 0.027 | 0.005
| 0.528 | 0.217 | 0.106 | 0.025 | 0.001 | 0.056 | 0.011 | 0.038 | 0.004
| 0.528 | 0.173 | 0.107 | 0.015 | 0 | 0.049 | 0.012 | 0.039 | 0.003
| 0.528 | 0.071 | 0.127 | 0.002 | 0 | 0.028 | 0.013 | 0.021 | 0.002
| 0.528 | 0.001 | 0.195 | 0 | 0 | 0.002 | 0.015 | 0.002 | 0.002
| 0.528 | 0 | 0.198 | 0 | 0 | 0 | 0.016 | 0 | 0.004
| 0.528 | 0 | 0.192 | 0 | 0 | 0 | 0.015 | 0 | 0.004
| 0.528 | 0 | 0.183 | 0 | 0.001 | 0 | 0.014 | 0 | 0.004
| 0.528 | 0 | 0.195 | 0 | 0.003 | 0 | 0.012 | 0 | 0.006
| 0.528 | 0 | 0.208 | 0 | 0.005 | 0 | 0.015 | 0 | 0.015
| 0.528 | 0 | 0.201 | 0 | 0.004 | 0 | 0.021 | 0 | 0.019
| 0.528 | 0 | 0.25 | 0 | 0.003 | 0 | 0.035 | 0 | 0.013
| 0.528 | 0 | 0.286 | 0 | 0.003 | 0 | 0.045 | 0 | 0.012
| 0.528 | 0 | 0.278 | 0 | 0.004 | 0 | 0.053 | 0 | 0.017
| 0.528 | 0 | 0.277 | 0 | 0.007 | 0 | 0.049 | 0 | 0.029
| 0.528 | 0 | 0.247 | 0 | 0.02 | 0 | 0.051 | 0 | 0.037
| 0.528 | 0 | 0.251 | 0 | 0.041 | 0 | 0.064 | 0 | 0.061
| 0.528 | 0 | 0.259 | 0 | 0.053 | 0 | 0.07 | 0 | 0.043
| 0.528 | 0 | 0.253 | 0 | 0.053 | 0 | 0.076 | 0 | 0.041
| 0.528 | 0 | 0.238 | 0 | 0.049 | 0 | 0.089 | 0 | 0.068
| 0.528 | 0 | 0.227 | 0 | 0.058 | 0 | 0.109 | 0 | 0.067
| 0.528 | 0 | 0.243 | 0 | 0.087 | 0 | 0.091 | 0 | 0.041
| 0.528 | 0.049 | 0.264 | 0.006 | 0.144 | 0 | 0.084 | 0 | 0.017
| 0.528 | 0.156 | 0.211 | 0.067 | 0.255 | 0.006 | 0.084 | 0.021 | 0.023
| 0.528 | 0.252 | 0.183 | 0.16 | 0.416 | 0.035 | 0.096 | 0.043 | 0.028
| 0.528 | 0.261 | 0.167 | 0.173 | 0.422 | 0.06 | 0.097 | 0.058 | 0.02
| 0.528 | 0.193 | 0.188 | 0.114 | 0.352 | 0.062 | 0.097 | 0.053 | 0.013
| 0.528 | 0.088 | 0.214 | 0.038 | 0.351 | 0.034 | 0.09 | 0.029 | 0.01
| 0.528 | 0.003 | 0.245 | 0 | 0.42 | 0.002 | 0.084 | 0.005 | 0.004
| 0.528 | 0 | 0.272 | 0 | 0.435 | 0 | 0.083 | 0 | 0.001
| 0.528 | 0 | 0.286 | 0 | 0.413 | 0 | 0.086 | 0 | 0
| 0.528 | 0 | 0.282 | 0 | 0.423 | 0 | 0.091 | 0 | 0
| 0.528 | 0 | 0.228 | 0 | 0.438 | 0 | 0.087 | 0 | 0.004
| 0.528 | 0 | 0.195 | 0 | 0.41 | 0 | 0.054 | 0 | 0.005
| 0.528 | 0 | 0.198 | 0 | 0.382 | 0 | 0.038 | 0 | 0.016
| 0.528 | 0 | 0.201 | 0 | 0.38 | 0 | 0.029 | 0 | 0.036
| 0.528 | 0 | 0.171 | 0 | 0.368 | 0 | 0.018 | 0 | 0.058
| 0.528 | 0 | 0.165 | 0 | 0.32 | 0 | 0.012 | 0 | 0.074
| 0.528 | 0 | 0.132 | 0 | 0.295 | 0 | 0.011 | 0 | 0.119
| 0.528 | 0 | 0.123 | 0 | 0.279 | 0 | 0.017 | 0 | 0.215
| 0.528 | 0 | 0.115 | 0 | 0.186 | 0 | 0.027 | 0 | 0.3
| 0.528 | 0 | 0.127 | 0 | 0.058 | 0 | 0.041 | 0 | 0.343
| 0.528 | 0 | 0.163 | 0 | 0.003 | 0 | 0.058 | 0 | 0.365
| 0.528 | 0 | 0.202 | 0 | 0 | 0 | 0.073 | 0 | 0.339
| 0.528 | 0 | 0.211 | 0 | 0.003 | 0 | 0.067 | 0 | 0.212
| 0.528 | 0 | 0.178 | 0 | 0.041 | 0 | 0.06 | 0 | 0.165
| 0.528 | 0.005 | 0.23 | 0.006 | 0.054 | 0 | 0.059 | 0 | 0.143
| 0.528 | 0.038 | 0.458 | 0.03 | 0.027 | 0.01 | 0.067 | 0.016 | 0.121
| 0.528 | 0.077 | 0.481 | 0.029 | 0.014 | 0.054 | 0.069 | 0.038 | 0.117
| 0.528 | 0.097 | 0.476 | 0.026 | 0.022 | 0.092 | 0.069 | 0.047 | 0.116
| 0.528 | 0.07 | 0.474 | 0.015 | 0.021 | 0.095 | 0.065 | 0.034 | 0.133
| 0.528 | 0.033 | 0.42 | 0.002 | 0.031 | 0.06 | 0.062 | 0.014 | 0.131
| 0.528 | 0 | 0.374 | 0 | 0.043 | 0.008 | 0.062 | 0.001 | 0.114
| 0.528 | 0 | 0.358 | 0 | 0.059 | 0 | 0.057 | 0 | 0.1
| 0.528 | 0 | 0.376 | 0 | 0.067 | 0 | 0.047 | 0 | 0.087
| 0.528 | 0 | 0.367 | 0 | 0.063 | 0 | 0.043 | 0 | 0.076
| 0.528 | 0 | 0.328 | 0 | 0.064 | 0 | 0.04 | 0 | 0.069
| 0.528 | 0 | 0.282 | 0 | 0.068 | 0 | 0.035 | 0 | 0.064
| 0.528 | 0 | 0.258 | 0 | 0.061 | 0 | 0.025 | 0 | 0.054
| 0.528 | 0 | 0.196 | 0 | 0.049 | 0 | 0.016 | 0 | 0.043
| 0.528 | 0 | 0.118 | 0 | 0.039 | 0 | 0.01 | 0 | 0.027
| 0.528 | 0 | 0.068 | 0 | 0.032 | 0 | 0.006 | 0 | 0.016
| 0.528 | 0 | 0.06 | 0 | 0.026 | 0 | 0.002 | 0 | 0.007
| 0.528 | 0 | 0.042 | 0 | 0.025 | 0 | 0.001 | 0 | 0.003
| 0.528 | 0 | 0.026 | 0 | 0.028 | 0 | 0 | 0 | 0.002
| 0.528 | 0 | 0.018 | 0 | 0.028 | 0 | 0 | 0 | 0.001
| 0.528 | 0 | 0.016 | 0 | 0.026 | 0 | 0 | 0 | 0.001
| 0.528 | 0 | 0.012 | 0 | 0.029 | 0 | 0 | 0 | 0.003
| 0.528 | 0 | 0.004 | 0 | 0.032 | 0 | 0 | 0 | 0.007
| 0.528 | 0 | 0.002 | 0 | 0.029 | 0 | 0.001 | 0 | 0.011
| 0.528 | 0.007 | 0.008 | 0.007 | 0.025 | 0 | 0.004 | 0.002 | 0.008
| 0.528 | 0.032 | 0.019 | 0.066 | 0.024 | 0.05 | 0.008 | 0.047 | 0.007
| 0.528 | 0.05 | 0.041 | 0.13 | 0.012 | 0.235 | 0.012 | 0.099 | 0.008
| 0.528 | 0.057 | 0.042 | 0.16 | 0.002 | 0.338 | 0.018 | 0.124 | 0.014
| 0.528 | 0.051 | 0.03 | 0.136 | 0 | 0.321 | 0.021 | 0.118 | 0.011
| 0.528 | 0.031 | 0.021 | 0.045 | 0 | 0.181 | 0.027 | 0.075 | 0.012
| 0.528 | 0 | 0.015 | 0 | 0 | 0.017 | 0.024 | 0.017 | 0.013
| 0.528 | 0 | 0.011 | 0 | 0.001 | 0 | 0.02 | 0 | 0.01
| 0.528 | 0 | 0.007 | 0 | 0.005 | 0 | 0.019 | 0 | 0.005
| 0.528 | 0 | 0.002 | 0 | 0.016 | 0 | 0.017 | 0 | 0.004
| 0.528 | 0 | 0.001 | 0 | 0.04 | 0 | 0.016 | 0 | 0.002
| 0.528 | 0 | 0.001 | 0 | 0.048 | 0 | 0.013 | 0 | 0
| 0.528 | 0 | 0.01 | 0 | 0.041 | 0 | 0.01 | 0 | 0
| 0.528 | 0 | 0.054 | 0 | 0.022 | 0 | 0.012 | 0 | 0
| 0.528 | 0 | 0.134 | 0 | 0.008 | 0 | 0.017 | 0 | 0
| 0.528 | 0 | 0.221 | 0 | 0.002 | 0 | 0.019 | 0 | 0
| 0.528 | 0 | 0.256 | 0 | 0.001 | 0 | 0.023 | 0 | 0
| 0.528 | 0 | 0.225 | 0 | 0.001 | 0 | 0.024 | 0 | 0
| 0.528 | 0 | 0.207 | 0 | 0.003 | 0 | 0.018 | 0 | 0
| 0.528 | 0 | 0.153 | 0 | 0.006 | 0 | 0.017 | 0 | 0
| 0.528 | 0 | 0.124 | 0 | 0.008 | 0 | 0.017 | 0 | 0.001
| 0.528 | 0 | 0.099 | 0 | 0.008 | 0 | 0.02 | 0 | 0.002
| 0.528 | 0 | 0.081 | 0 | 0.007 | 0 | 0.024 | 0 | 0.002
| 0.528 | 0 | 0.072 | 0 | 0.005 | 0 | 0.025 | 0 | 0.002
| 0.528 | 0.062 | 0.064 | 0.013 | 0.004 | 0 | 0.026 | 0.001 | 0.002
| 0.528 | 0.166 | 0.044 | 0.111 | 0.005 | 0.007 | 0.024 | 0.041 | 0.003
| 0.528 | 0.224 | 0.038 | 0.21 | 0.002 | 0.038 | 0.025 | 0.08 | 0.001
| 0.528 | 0.246 | 0.032 | 0.227 | 0.001 | 0.059 | 0.029 | 0.094 | 0
| 0.528 | 0.202 | 0.041 | 0.163 | 0 | 0.057 | 0.032 | 0.077 | 0
| 0.528 | 0.106 | 0.067 | 0.062 | 0.001 | 0.043 | 0.052 | 0.061 | 0
| 0.528 | 0.004 | 0.112 | 0 | 0.002 | 0.005 | 0.072 | 0.013 | 0
| 0.528 | 0 | 0.149 | 0 | 0.011 | 0 | 0.083 | 0 | 0
| 0.528 | 0 | 0.156 | 0 | 0.034 | 0 | 0.097 | 0 | 0
| 0.528 | 0 | 0.157 | 0 | 0.049 | 0 | 0.124 | 0 | 0
| 0.528 | 0 | 0.155 | 0 | 0.048 | 0 | 0.188 | 0 | 0
| 0.528 | 0 | 0.159 | 0 | 0.045 | 0 | 0.242 | 0 | 0
| 0.528 | 0 | 0.174 | 0 | 0.047 | 0 | 0.241 | 0 | 0
| 0.528 | 0 | 0.167 | 0 | 0.05 | 0 | 0.205 | 0 | 0
| 0.528 | 0 | 0.144 | 0 | 0.057 | 0 | 0.176 | 0 | 0
| 0.528 | 0 | 0.142 | 0 | 0.062 | 0 | 0.203 | 0 | 0
| 0.528 | 0 | 0.151 | 0 | 0.067 | 0 | 0.227 | 0 | 0
| 0.528 | 0 | 0.155 | 0 | 0.081 | 0 | 0.147 | 0 | 0
| 0.528 | 0 | 0.171 | 0 | 0.087 | 0 | 0.117 | 0 | 0
| 0.528 | 0 | 0.192 | 0 | 0.107 | 0 | 0.089 | 0 | 0
| 0.528 | 0 | 0.184 | 0 | 0.155 | 0 | 0.067 | 0 | 0
| 0.528 | 0 | 0.183 | 0 | 0.207 | 0 | 0.051 | 0 | 0
| 0.528 | 0 | 0.176 | 0 | 0.2 | 0 | 0.057 | 0 | 0
| 0.528 | 0 | 0.157 | 0 | 0.187 | 0 | 0.062 | 0 | 0
| 0.528 | 0.025 | 0.146 | 0.015 | 0.223 | 0 | 0.061 | 0 | 0.001
| 0.528 | 0.068 | 0.132 | 0.121 | 0.289 | 0 | 0.061 | 0.007 | 0.001
| 0.528 | 0.134 | 0.128 | 0.254 | 0.32 | 0.009 | 0.061 | 0.016 | 0.001
| 0.528 | 0.198 | 0.118 | 0.265 | 0.33 | 0.016 | 0.057 | 0.019 | 0.001
| 0.528 | 0.139 | 0.108 | 0.184 | 0.343 | 0.017 | 0.044 | 0.013 | 0
| 0.528 | 0.043 | 0.11 | 0.061 | 0.352 | 0.011 | 0.032 | 0.006 | 0.001
| 0.528 | 0 | 0.136 | 0 | 0.402 | 0 | 0.025 | 0 | 0.004
| 0.528 | 0 | 0.13 | 0 | 0.557 | 0 | 0.018 | 0 | 0.011
| 0.528 | 0 | 0.117 | 0 | 0.526 | 0 | 0.012 | 0 | 0.013
| 0.528 | 0 | 0.122 | 0 | 0.379 | 0 | 0.007 | 0 | 0.011
| 0.528 | 0 | 0.118 | 0 | 0.201 | 0 | 0.004 | 0 | 0.007
| 0.528 | 0 | 0.115 | 0 | 0.047 | 0 | 0.003 | 0 | 0.004
| 0.528 | 0 | 0.113 | 0 | 0.001 | 0 | 0.002 | 0 | 0.004
| 0.528 | 0 | 0.108 | 0 | 0 | 0 | 0.003 | 0 | 0.006
| 0.528 | 0 | 0.101 | 0 | 0 | 0 | 0.009 | 0 | 0.008
| 0.528 | 0 | 0.093 | 0 | 0 | 0 | 0.023 | 0 | 0.01
| 0.528 | 0 | 0.087 | 0 | 0.005 | 0 | 0.051 | 0 | 0.015
| 0.528 | 0 | 0.083 | 0 | 0.017 | 0 | 0.073 | 0 | 0.02
| 0.528 | 0 | 0.076 | 0 | 0.008 | 0 | 0.087 | 0 | 0.019
| 0.528 | 0 | 0.055 | 0 | 0.003 | 0 | 0.098 | 0 | 0.018
| 0.528 | 0 | 0.032 | 0 | 0.001 | 0 | 0.133 | 0 | 0.02
| 0.528 | 0 | 0.013 | 0 | 0.003 | 0 | 0.204 | 0 | 0.023
| 0.528 | 0 | 0.004 | 0 | 0.007 | 0 | 0.18 | 0 | 0.027
| 0.528 | 0 | 0.007 | 0 | 0.011 | 0 | 0.121 | 0 | 0.028
| 0.528 | 0.005 | 0.012 | 0 | 0.007 | 0 | 0.094 | 0.006 | 0.029
| 0.528 | 0.023 | 0.015 | 0.013 | 0.004 | 0.027 | 0.073 | 0.06 | 0.031
| 0.528 | 0.04 | 0.013 | 0.022 | 0.006 | 0.124 | 0.062 | 0.134 | 0.039
| 0.528 | 0.045 | 0.013 | 0.022 | 0.01 | 0.172 | 0.05 | 0.217 | 0.053
| 0.528 | 0.032 | 0.026 | 0.013 | 0.017 | 0.146 | 0.039 | 0.279 | 0.062
| 0.528 | 0.013 | 0.064 | 0.002 | 0.03 | 0.095 | 0.038 | 0.203 | 0.07
| 0.528 | 0 | 0.099 | 0 | 0.066 | 0.018 | 0.034 | 0.06 | 0.073
| 0.528 | 0 | 0.121 | 0 | 0.111 | 0 | 0.023 | 0 | 0.072
| 0.528 | 0 | 0.155 | 0 | 0.13 | 0 | 0.015 | 0 | 0.067
| 0.528 | 0 | 0.16 | 0 | 0.135 | 0 | 0.014 | 0 | 0.059
| 0.528 | 0 | 0.188 | 0 | 0.138 | 0 | 0.015 | 0 | 0.045
| 0.528 | 0 | 0.192 | 0 | 0.134 | 0 | 0.011 | 0 | 0.041
| 0.528 | 0 | 0.192 | 0 | 0.126 | 0 | 0.008 | 0 | 0.038
| 0.528 | 0 | 0.192 | 0 | 0.122 | 0 | 0.007 | 0 | 0.036
| 0.528 | 0 | 0.155 | 0 | 0.122 | 0 | 0.011 | 0 | 0.036
| 0.528 | 0 | 0.13 | 0 | 0.124 | 0 | 0.017 | 0 | 0.034
| 0.528 | 0 | 0.127 | 0 | 0.115 | 0 | 0.024 | 0 | 0.035
| 0.528 | 0 | 0.131 | 0 | 0.139 | 0 | 0.049 | 0 | 0.034
| 0.528 | 0 | 0.145 | 0 | 0.219 | 0 | 0.071 | 0 | 0.035
| 0.528 | 0 | 0.169 | 0 | 0.279 | 0 | 0.087 | 0 | 0.039
| 0.528 | 0 | 0.152 | 0 | 0.251 | 0 | 0.094 | 0 | 0.045
| 0.528 | 0 | 0.167 | 0 | 0.264 | 0 | 0.083 | 0 | 0.052
| 0.528 | 0 | 0.205 | 0 | 0.249 | 0 | 0.062 | 0 | 0.06
| 0.528 | 0 | 0.265 | 0 | 0.219 | 0 | 0.042 | 0 | 0.068
| 0.528 | 0.013 | 0.237 | 0.005 | 0.243 | 0 | 0.032 | 0.037 | 0.076
| 0.528 | 0.043 | 0.236 | 0.031 | 0.253 | 0.052 | 0.027 | 0.233 | 0.078
| 0.528 | 0.067 | 0.271 | 0.042 | 0.223 | 0.137 | 0.025 | 0.39 | 0.081
| 0.528 | 0.075 | 0.337 | 0.042 | 0.21 | 0.172 | 0.022 | 0.447 | 0.085
| 0.528 | 0.065 | 0.388 | 0.024 | 0.223 | 0.164 | 0.017 | 0.405 | 0.086
| 0.528 | 0.03 | 0.444 | 0.008 | 0.254 | 0.12 | 0.017 | 0.284 | 0.09
| 0.528 | 0 | 0.471 | 0 | 0.266 | 0.032 | 0.016 | 0.087 | 0.084
| 0.528 | 0 | 0.479 | 0 | 0.25 | 0 | 0.012 | 0 | 0.068
| 0.528 | 0 | 0.464 | 0 | 0.203 | 0 | 0.011 | 0 | 0.051
| 0.528 | 0 | 0.442 | 0 | 0.157 | 0 | 0.019 | 0 | 0.041
| 0.528 | 0 | 0.374 | 0 | 0.105 | 0 | 0.035 | 0 | 0.038
| 0.528 | 0 | 0.275 | 0 | 0.054 | 0 | 0.038 | 0 | 0.037
| 0.528 | 0 | 0.176 | 0 | 0.028 | 0 | 0.038 | 0 | 0.041
| 0.528 | 0 | 0.101 | 0 | 0.03 | 0 | 0.044 | 0 | 0.045
| 0.528 | 0 | 0.063 | 0 | 0.054 | 0 | 0.051 | 0 | 0.045
| 0.528 | 0 | 0.048 | 0 | 0.084 | 0 | 0.05 | 0 | 0.044
| 0.528 | 0 | 0.041 | 0 | 0.127 | 0 | 0.045 | 0 | 0.042
| 0.528 | 0 | 0.038 | 0 | 0.201 | 0 | 0.036 | 0 | 0.041
| 0.528 | 0 | 0.031 | 0 | 0.282 | 0 | 0.029 | 0 | 0.04
| 0.528 | 0 | 0.015 | 0 | 0.286 | 0 | 0.025 | 0 | 0.046
| 0.528 | 0 | 0.006 | 0 | 0.223 | 0 | 0.028 | 0 | 0.054
| 0.528 | 0 | 0.004 | 0 | 0.173 | 0 | 0.031 | 0 | 0.068
| 0.528 | 0 | 0.006 | 0 | 0.179 | 0 | 0.022 | 0 | 0.075
| 0.528 | 0 | 0.011 | 0 | 0.165 | 0 | 0.019 | 0 | 0.076
| 0.528 | 0.174 | 0.026 | 0.024 | 0.136 | 0 | 0.02 | 0.052 | 0.072
| 0.528 | 0.401 | 0.034 | 0.215 | 0.093 | 0.036 | 0.025 | 0.272 | 0.066
| 0.528 | 0.528 | 0.029 | 0.384 | 0.069 | 0.133 | 0.033 | 0.435 | 0.057
| 0.528 | 0.567 | 0.032 | 0.366 | 0.074 | 0.193 | 0.042 | 0.494 | 0.046
| 0.528 | 0.464 | 0.046 | 0.254 | 0.094 | 0.156 | 0.046 | 0.426 | 0.031
| 0.528 | 0.277 | 0.092 | 0.08 | 0.124 | 0.064 | 0.048 | 0.266 | 0.027
| 0.528 | 0.023 | 0.17 | 0 | 0.206 | 0.01 | 0.048 | 0.064 | 0.028
| 0.528 | 0 | 0.259 | 0 | 0.283 | 0 | 0.047 | 0 | 0.028
| 0.528 | 0 | 0.334 | 0 | 0.328 | 0 | 0.051 | 0 | 0.023
| 0.528 | 0 | 0.333 | 0 | 0.328 | 0 | 0.057 | 0 | 0.017
| 0.528 | 0 | 0.343 | 0 | 0.278 | 0 | 0.054 | 0 | 0.016
| 0.528 | 0 | 0.372 | 0 | 0.292 | 0 | 0.053 | 0 | 0.015
| 0.528 | 0 | 0.38 | 0 | 0.304 | 0 | 0.056 | 0 | 0.014
| 0.528 | 0 | 0.417 | 0 | 0.279 | 0 | 0.058 | 0 | 0.011
| 0.528 | 0 | 0.453 | 0 | 0.254 | 0 | 0.062 | 0 | 0.007
| 0.528 | 0 | 0.51 | 0 | 0.279 | 0 | 0.064 | 0 | 0.005
| 0.528 | 0 | 0.49 | 0 | 0.323 | 0 | 0.074 | 0 | 0.002
| 0.528 | 0 | 0.494 | 0 | 0.386 | 0 | 0.095 | 0 | 0.001
| 0.528 | 0 | 0.595 | 0 | 0.415 | 0 | 0.118 | 0 | 0
| 0.528 | 0 | 0.615 | 0 | 0.413 | 0 | 0.141 | 0 | 0
| 0.528 | 0 | 0.607 | 0 | 0.41 | 0 | 0.16 | 0 | 0
| 0.528 | 0 | 0.583 | 0 | 0.415 | 0 | 0.175 | 0 | 0
| 0.528 | 0 | 0.541 | 0 | 0.475 | 0 | 0.167 | 0 | 0
| 0.528 | 0 | 0.489 | 0 | 0.539 | 0 | 0.133 | 0 | 0
| 0.528 | 0.076 | 0.406 | 0.027 | 0.575 | 0 | 0.111 | 0.002 | 0
| 0.528 | 0.189 | 0.346 | 0.083 | 0.539 | 0.004 | 0.114 | 0.044 | 0
| 0.528 | 0.254 | 0.278 | 0.103 | 0.444 | 0.091 | 0.122 | 0.145 | 0
| 0.528 | 0.285 | 0.255 | 0.097 | 0.454 | 0.231 | 0.123 | 0.201 | 0.001
| 0.528 | 0.163 | 0.236 | 0.068 | 0.497 | 0.24 | 0.112 | 0.239 | 0.003
| 0.528 | 0.081 | 0.236 | 0.033 | 0.556 | 0.122 | 0.131 | 0.227 | 0.002
| 0.528 | 0.004 | 0.242 | 0 | 0.613 | 0.011 | 0.131 | 0.069 | 0.001
| 0.528 | 0 | 0.245 | 0 | 0.638 | 0 | 0.133 | 0 | 0
| 0.528 | 0 | 0.248 | 0 | 0.638 | 0 | 0.141 | 0 | 0
| 0.528 | 0 | 0.249 | 0 | 0.613 | 0 | 0.147 | 0 | 0.001
| 0.528 | 0 | 0.233 | 0 | 0.574 | 0 | 0.148 | 0 | 0.001
| 0.528 | 0 | 0.22 | 0 | 0.533 | 0 | 0.155 | 0 | 0.001
| 0.528 | 0 | 0.214 | 0 | 0.536 | 0 | 0.187 | 0 | 0
| 0.528 | 0 | 0.243 | 0 | 0.528 | 0 | 0.172 | 0 | 0
| 0.528 | 0 | 0.213 | 0 | 0.503 | 0 | 0.148 | 0 | 0
| 0.528 | 0 | 0.195 | 0 | 0.5 | 0 | 0.15 | 0 | 0.001
| 0.528 | 0 | 0.212 | 0 | 0.545 | 0 | 0.185 | 0 | 0.001
| 0.528 | 0 | 0.234 | 0 | 0.58 | 0 | 0.255 | 0 | 0
| 0.528 | 0 | 0.254 | 0 | 0.578 | 0 | 0.281 | 0 | 0
| 0.528 | 0 | 0.267 | 0 | 0.571 | 0 | 0.294 | 0 | 0
| 0.528 | 0 | 0.281 | 0 | 0.543 | 0 | 0.251 | 0 | 0
| 0.528 | 0 | 0.291 | 0 | 0.494 | 0 | 0.175 | 0 | 0.001
| 0.528 | 0 | 0.309 | 0 | 0.414 | 0 | 0.115 | 0 | 0.004
| 0.528 | 0 | 0.305 | 0 | 0.409 | 0 | 0.084 | 0 | 0.003
| 0.528 | 0.039 | 0.337 | 0.009 | 0.46 | 0 | 0.085 | 0 | 0.001
| 0.528 | 0.099 | 0.335 | 0.059 | 0.502 | 0.002 | 0.093 | 0.017 | 0.001
| 0.528 | 0.098 | 0.31 | 0.11 | 0.539 | 0.017 | 0.105 | 0.047 | 0
| 0.528 | 0.078 | 0.298 | 0.148 | 0.577 | 0.037 | 0.107 | 0.041 | 0
| 0.528 | 0.051 | 0.285 | 0.091 | 0.63 | 0.053 | 0.106 | 0.034 | 0
| 0.528 | 0.023 | 0.263 | 0.029 | 0.658 | 0.029 | 0.1 | 0.021 | 0
| 0.528 | 0 | 0.267 | 0 | 0.654 | 0.002 | 0.091 | 0.005 | 0
| 0.528 | 0 | 0.212 | 0 | 0 | 0 | 0.027 | 0 | 0.008
| 0.528 | 0 | 0.311 | 0 | 0 | 0 | 0.031 | 0 | 0.007
| 0.528 | 0 | 0.238 | 0 | 0 | 0 | 0.037 | 0 | 0.006
| 0.528 | 0 | 0.189 | 0 | 0 | 0 | 0.035 | 0 | 0.007
| 0.528 | 0 | 0.147 | 0 | 0 | 0 | 0.034 | 0 | 0.004
| 0.528 | 0 | 0.107 | 0 | 0 | 0 | 0.035 | 0 | 0.01
| 0.528 | 0 | 0.088 | 0 | 0 | 0 | 0.047 | 0 | 0.016
| 0.528 | 0 | 0.064 | 0 | 0.001 | 0 | 0.059 | 0 | 0.018
| 0.528 | 0 | 0.051 | 0 | 0.01 | 0 | 0.07 | 0 | 0.023
| 0.528 | 0 | 0.067 | 0 | 0.046 | 0 | 0.079 | 0 | 0.031
| 0.528 | 0 | 0.093 | 0 | 0.095 | 0 | 0.081 | 0 | 0.045
| 0.528 | 0 | 0.091 | 0 | 0.131 | 0 | 0.084 | 0 | 0.052
| 0.528 | 0 | 0.085 | 0 | 0.146 | 0 | 0.093 | 0 | 0.063
| 0.528 | 0 | 0.098 | 0 | 0.128 | 0 | 0.114 | 0 | 0.067
| 0.528 | 0 | 0.1 | 0 | 0.083 | 0 | 0.124 | 0 | 0.111
| 0.528 | 0 | 0.095 | 0 | 0.056 | 0 | 0.142 | 0 | 0.209
| 0.528 | 0 | 0.093 | 0 | 0.045 | 0 | 0.154 | 0 | 0.221
| 0.528 | 0.017 | 0.083 | 0.001 | 0.045 | 0 | 0.179 | 0 | 0.226
| 0.528 | 0.071 | 0.073 | 0.015 | 0.043 | 0.006 | 0.305 | 0.009 | 0.238
| 0.528 | 0.112 | 0.087 | 0.041 | 0.036 | 0.028 | 0.282 | 0.019 | 0.251
| 0.528 | 0.076 | 0.101 | 0.075 | 0.039 | 0.022 | 0.3 | 0.021 | 0.249
| 0.528 | 0.045 | 0.137 | 0.053 | 0.036 | 0.017 | 0.37 | 0.019 | 0.223
| 0.528 | 0.026 | 0.202 | 0.013 | 0.025 | 0.042 | 0.509 | 0.009 | 0.168
| 0.528 | 0 | 0.297 | 0 | 0.023 | 0.009 | 0.644 | 0.003 | 0.112
| 0.528 | 0 | 0.346 | 0 | 0.018 | 0 | 0.682 | 0 | 0.087
| 0.528 | 0 | 0.382 | 0 | 0.01 | 0 | 0.655 | 0 | 0.057
| 0.528 | 0 | 0.506 | 0 | 0.002 | 0 | 0.642 | 0 | 0.039
| 0.528 | 0 | 0.547 | 0 | 0 | 0 | 0.652 | 0 | 0.019
| 0.528 | 0 | 0.538 | 0 | 0.001 | 0 | 0.677 | 0 | 0.016
| 0.528 | 0 | 0.513 | 0 | 0.035 | 0 | 0.627 | 0 | 0.014
| 0.528 | 0 | 0.487 | 0 | 0.108 | 0 | 0.557 | 0 | 0.007
| 0.528 | 0 | 0.434 | 0 | 0.323 | 0 | 0.481 | 0 | 0.001
| 0.528 | 0 | 0.357 | 0 | 0.569 | 0 | 0.406 | 0 | 0
| 0.528 | 0 | 0.281 | 0 | 0.682 | 0 | 0.324 | 0 | 0
| 0.528 | 0 | 0.231 | 0 | 0.737 | 0 | 0.244 | 0 | 0
| 0.528 | 0 | 0.181 | 0 | 0.688 | 0 | 0.22 | 0 | 0.001
| 0.528 | 0 | 0.157 | 0 | 0.622 | 0 | 0.237 | 0 | 0.001
| 0.528 | 0 | 0.139 | 0 | 0.535 | 0 | 0.234 | 0 | 0.001
| 0.528 | 0 | 0.132 | 0 | 0.552 | 0 | 0.155 | 0 | 0.002
| 0.528 | 0 | 0.107 | 0 | 0.581 | 0 | 0.111 | 0 | 0.003
| 0.528 | 0 | 0.094 | 0 | 0.585 | 0 | 0.123 | 0 | 0.003
| 0.528 | 0.008 | 0.084 | 0.043 | 0.613 | 0 | 0.117 | 0.002 | 0.002
| 0.528 | 0.037 | 0.062 | 0.22 | 0.657 | 0.008 | 0.12 | 0.027 | 0.001
| 0.528 | 0.075 | 0.046 | 0.328 | 0.591 | 0.034 | 0.07 | 0.057 | 0
| 0.528 | 0.108 | 0.031 | 0.34 | 0.533 | 0.049 | 0.041 | 0.077 | 0
| 0.528 | 0.109 | 0.025 | 0.261 | 0.51 | 0.049 | 0.036 | 0.085 | 0
| 0.528 | 0.052 | 0.043 | 0.097 | 0.401 | 0.031 | 0.029 | 0.07 | 0
| 0.528 | 0.002 | 0.061 | 0 | 0.447 | 0.003 | 0.03 | 0.023 | 0
| 0.528 | 0 | 0.058 | 0 | 0.415 | 0 | 0.035 | 0 | 0
| 0.528 | 0 | 0.053 | 0 | 0.278 | 0 | 0.041 | 0 | 0
| 0.528 | 0 | 0.049 | 0 | 0.236 | 0 | 0.048 | 0 | 0
| 0.528 | 0 | 0.064 | 0 | 0.28 | 0 | 0.062 | 0 | 0.005
| 0.528 | 0 | 0.093 | 0 | 0.25 | 0 | 0.078 | 0 | 0.011
| 0.528 | 0 | 0.113 | 0 | 0.192 | 0 | 0.091 | 0 | 0.014
| 0.528 | 0 | 0.118 | 0 | 0.153 | 0 | 0.091 | 0 | 0.01
| 0.528 | 0 | 0.109 | 0 | 0.116 | 0 | 0.099 | 0 | 0.008
| 0.528 | 0 | 0.085 | 0 | 0.096 | 0 | 0.098 | 0 | 0.006
| 0.528 | 0 | 0.068 | 0 | 0.082 | 0 | 0.094 | 0 | 0.007
| 0.528 | 0 | 0.052 | 0 | 0.056 | 0 | 0.093 | 0 | 0.007
| 0.528 | 0 | 0.031 | 0 | 0.062 | 0 | 0.089 | 0 | 0.006
| 0.528 | 0 | 0.028 | 0 | 0.061 | 0 | 0.099 | 0 | 0.005
| 0.528 | 0 | 0.026 | 0 | 0.057 | 0 | 0.089 | 0 | 0.005
| 0.528 | 0 | 0.023 | 0 | 0.054 | 0 | 0.07 | 0 | 0.005
| 0.528 | 0 | 0.012 | 0 | 0.058 | 0 | 0.042 | 0 | 0.003
| 0.528 | 0 | 0.004 | 0 | 0.048 | 0 | 0.023 | 0 | 0.002
| 0.528 | 0.102 | 0.003 | 0.004 | 0.048 | 0 | 0.022 | 0.008 | 0.002
| 0.528 | 0.202 | 0.006 | 0.037 | 0.05 | 0.019 | 0.014 | 0.07 | 0.002
| 0.528 | 0.235 | 0.008 | 0.086 | 0.045 | 0.076 | 0.01 | 0.14 | 0.003
| 0.528 | 0.217 | 0.005 | 0.122 | 0.033 | 0.118 | 0.012 | 0.177 | 0.001
| 0.528 | 0.144 | 0.019 | 0.135 | 0.034 | 0.112 | 0.013 | 0.147 | 0.001
| 0.528 | 0.07 | 0.045 | 0.064 | 0.047 | 0.059 | 0.015 | 0.088 | 0
| 0.528 | 0.004 | 0.068 | 0 | 0.031 | 0.009 | 0.011 | 0.021 | 0
| 0.528 | 0 | 0.075 | 0 | 0.011 | 0 | 0.009 | 0 | 0
| 0.528 | 0 | 0.057 | 0 | 0.002 | 0 | 0.008 | 0 | 0
| 0.528 | 0 | 0.038 | 0 | 0 | 0 | 0.005 | 0 | 0
| 0.528 | 0 | 0.015 | 0 | 0 | 0 | 0.002 | 0 | 0
| 0.528 | 0 | 0.005 | 0 | 0 | 0 | 0.001 | 0 | 0
| 0.528 | 0 | 0.002 | 0 | 0 | 0 | 0 | 0 | 0.001
| 0.528 | 0 | 0.002 | 0 | 0 | 0 | 0 | 0 | 0.003
| 0.528 | 0 | 0.001 | 0 | 0 | 0 | 0 | 0 | 0.003
| 0.528 | 0 | 0 | 0 | 0 | 0 | 0 | 0 | 0.002
| 0.528 | 0 | 0.001 | 0 | 0 | 0 | 0 | 0 | 0.002
| 0.528 | 0 | 0.001 | 0 | 0 | 0 | 0 | 0 | 0.002
| 0.528 | 0 | 0.001 | 0 | 0 | 0 | 0 | 0 | 0.003
| 0.528 | 0 | 0.002 | 0 | 0 | 0 | 0 | 0 | 0.003
| 0.528 | 0 | 0.001 | 0 | 0.001 | 0 | 0 | 0 | 0.003
| 0.528 | 0 | 0.001 | 0 | 0.009 | 0 | 0 | 0 | 0.005
| 0.528 | 0 | 0.003 | 0 | 0.034 | 0 | 0 | 0 | 0.007
| 0.528 | 0.001 | 0.007 | 0 | 0.063 | 0 | 0.004 | 0 | 0.008
| 0.528 | 0.232 | 0.015 | 0.051 | 0.082 | 0 | 0.006 | 0.002 | 0.009
| 0.528 | 0.465 | 0.019 | 0.197 | 0.074 | 0.003 | 0.006 | 0.031 | 0.01
| 0.528 | 0.497 | 0.019 | 0.306 | 0.055 | 0.015 | 0.005 | 0.064 | 0.011
| 0.528 | 0.332 | 0.015 | 0.328 | 0.008 | 0.019 | 0.004 | 0.08 | 0.008
| 0.528 | 0.194 | 0.013 | 0.249 | 0.002 | 0.015 | 0.005 | 0.066 | 0.004
| 0.528 | 0.082 | 0.017 | 0.121 | 0.001 | 0.008 | 0.011 | 0.042 | 0.005
| 0.528 | 0.006 | 0.029 | 0 | 0 | 0 | 0.023 | 0.009 | 0.009
| 0.528 | 0 | 0.051 | 0 | 0 | 0 | 0.033 | 0 | 0.013
| 0.528 | 0 | 0.069 | 0 | 0 | 0 | 0.038 | 0 | 0.012
| 0.528 | 0 | 0.072 | 0 | 0.001 | 0 | 0.046 | 0 | 0.011
| 0.528 | 0 | 0.055 | 0 | 0.031 | 0 | 0.052 | 0 | 0.013
| 0.528 | 0 | 0.033 | 0 | 0.11 | 0 | 0.052 | 0 | 0.018
| 0.528 | 0 | 0.018 | 0 | 0.219 | 0 | 0.049 | 0 | 0.024
| 0.528 | 0 | 0.008 | 0 | 0.305 | 0 | 0.056 | 0 | 0.027
| 0.528 | 0 | 0.005 | 0 | 0.268 | 0 | 0.06 | 0 | 0.029
| 0.528 | 0 | 0.009 | 0 | 0.125 | 0 | 0.069 | 0 | 0.034
| 0.528 | 0 | 0.013 | 0 | 0.078 | 0 | 0.071 | 0 | 0.036
| 0.528 | 0 | 0.013 | 0 | 0.086 | 0 | 0.091 | 0 | 0.038
| 0.528 | 0 | 0.015 | 0 | 0.082 | 0 | 0.11 | 0 | 0.039
| 0.528 | 0 | 0.026 | 0 | 0.088 | 0 | 0.106 | 0 | 0.036
| 0.528 | 0 | 0.055 | 0 | 0.077 | 0 | 0.088 | 0 | 0.034
| 0.528 | 0 | 0.093 | 0 | 0.071 | 0 | 0.128 | 0 | 0.032
| 0.528 | 0 | 0.102 | 0 | 0.066 | 0 | 0.13 | 0 | 0.037
| 0.528 | 0 | 0.089 | 0 | 0.062 | 0 | 0.101 | 0 | 0.039
| 0.528 | 0.035 | 0.082 | 0.001 | 0.051 | 0 | 0.101 | 0.014 | 0.037
| 0.528 | 0.095 | 0.065 | 0.014 | 0.034 | 0.008 | 0.105 | 0.093 | 0.031
| 0.528 | 0.126 | 0.046 | 0.022 | 0.02 | 0.029 | 0.095 | 0.145 | 0.026
| 0.528 | 0.135 | 0.044 | 0.024 | 0.015 | 0.039 | 0.085 | 0.146 | 0.019
| 0.528 | 0.098 | 0.058 | 0.022 | 0.008 | 0.039 | 0.083 | 0.121 | 0.013
| 0.528 | 0.04 | 0.095 | 0.007 | 0.007 | 0.023 | 0.084 | 0.079 | 0.012
| 0.528 | 0.002 | 0.153 | 0 | 0.007 | 0.003 | 0.087 | 0.019 | 0.012
| 0.528 | 0 | 0.195 | 0 | 0.01 | 0 | 0.082 | 0 | 0.012
| 0.528 | 0 | 0.218 | 0 | 0.018 | 0 | 0.063 | 0 | 0.015
| 0.528 | 0 | 0.247 | 0 | 0.03 | 0 | 0.045 | 0 | 0.018
| 0.528 | 0 | 0.264 | 0 | 0.044 | 0 | 0.033 | 0 | 0.017
| 0.528 | 0 | 0.28 | 0 | 0.047 | 0 | 0.022 | 0 | 0.013
| 0.528 | 0 | 0.295 | 0 | 0.043 | 0 | 0.018 | 0 | 0.011
| 0.528 | 0 | 0.308 | 0 | 0.041 | 0 | 0.015 | 0 | 0.006
| 0.528 | 0 | 0.31 | 0 | 0.039 | 0 | 0.013 | 0 | 0.003
| 0.528 | 0 | 0.311 | 0 | 0.031 | 0 | 0.011 | 0 | 0.003
| 0.528 | 0 | 0.314 | 0 | 0.038 | 0 | 0.009 | 0 | 0.005
| 0.528 | 0 | 0.314 | 0 | 0.047 | 0 | 0.011 | 0 | 0.007
| 0.528 | 0 | 0.317 | 0 | 0.049 | 0 | 0.011 | 0 | 0.007
| 0.528 | 0 | 0.328 | 0 | 0.045 | 0 | 0.009 | 0 | 0.005
| 0.528 | 0 | 0.355 | 0 | 0.038 | 0 | 0.008 | 0 | 0.004
| 0.528 | 0 | 0.459 | 0 | 0.031 | 0 | 0.007 | 0 | 0.004
| 0.528 | 0 | 0.43 | 0 | 0.017 | 0 | 0.006 | 0 | 0.005
| 0.528 | 0 | 0.391 | 0 | 0.178 | 0 | 0.011 | 0 | 0.008
| 0.528 | 0.021 | 0.342 | 0.007 | 0.396 | 0 | 0.015 | 0.002 | 0.01
| 0.528 | 0.068 | 0.274 | 0.038 | 0.329 | 0.008 | 0.016 | 0.024 | 0.01
| 0.528 | 0.146 | 0.196 | 0.061 | 0.221 | 0.029 | 0.017 | 0.048 | 0.01
| 0.528 | 0.21 | 0.168 | 0.069 | 0.13 | 0.05 | 0.021 | 0.056 | 0.009
| 0.528 | 0.206 | 0.112 | 0.055 | 0.073 | 0.053 | 0.022 | 0.051 | 0.01
| 0.528 | 0.103 | 0.113 | 0.017 | 0.029 | 0.036 | 0.025 | 0.027 | 0.013
| 0.528 | 0.008 | 0.144 | 0 | 0.013 | 0.007 | 0.027 | 0.005 | 0.02
| 0.528 | 0 | 0.162 | 0 | 0.012 | 0 | 0.028 | 0 | 0.028
| 0.528 | 0 | 0.144 | 0 | 0.015 | 0 | 0.028 | 0 | 0.03
| 0.528 | 0 | 0.122 | 0 | 0.013 | 0 | 0.027 | 0 | 0.026
| 0.528 | 0 | 0.089 | 0 | 0.022 | 0 | 0.027 | 0 | 0.022
| 0.528 | 0 | 0.057 | 0 | 0.041 | 0 | 0.029 | 0 | 0.015
| 0.528 | 0 | 0.032 | 0 | 0.051 | 0 | 0.033 | 0 | 0.008
| 0.528 | 0 | 0.016 | 0 | 0.053 | 0 | 0.031 | 0 | 0.007
| 0.528 | 0 | 0.008 | 0 | 0.038 | 0 | 0.029 | 0 | 0.011
| 0.528 | 0 | 0.006 | 0 | 0.029 | 0 | 0.026 | 0 | 0.013
| 0.528 | 0 | 0.006 | 0 | 0.036 | 0 | 0.021 | 0 | 0.015
| 0.528 | 0 | 0.008 | 0 | 0.065 | 0 | 0.02 | 0 | 0.017
| 0.528 | 0 | 0.013 | 0 | 0.097 | 0 | 0.023 | 0 | 0.016
| 0.528 | 0 | 0.019 | 0 | 0.085 | 0 | 0.023 | 0 | 0.016
| 0.528 | 0 | 0.029 | 0 | 0.075 | 0 | 0.024 | 0 | 0.016
| 0.528 | 0 | 0.045 | 0 | 0.068 | 0 | 0.024 | 0 | 0.015
| 0.528 | 0 | 0.055 | 0 | 0.048 | 0 | 0.022 | 0 | 0.013
| 0.528 | 0 | 0.064 | 0 | 0.027 | 0 | 0.02 | 0 | 0.01
| 0.528 | 0.016 | 0.072 | 0.01 | 0.013 | 0 | 0.017 | 0.003 | 0.009
| 0.528 | 0.047 | 0.069 | 0.039 | 0.005 | 0.003 | 0.016 | 0.04 | 0.007
| 0.528 | 0.074 | 0.053 | 0.053 | 0.002 | 0.022 | 0.015 | 0.076 | 0.004
| 0.528 | 0.081 | 0.044 | 0.047 | 0.001 | 0.063 | 0.013 | 0.088 | 0.002
| 0.528 | 0.07 | 0.059 | 0.025 | 0 | 0.103 | 0.015 | 0.079 | 0.001
| 0.528 | 0.046 | 0.098 | 0.005 | 0 | 0.079 | 0.016 | 0.051 | 0.001
| 0.528 | 0.005 | 0.162 | 0 | 0.001 | 0.016 | 0.014 | 0.012 | 0.001
| 0.528 | 0 | 0.209 | 0 | 0.005 | 0 | 0.012 | 0 | 0.002
| 0.528 | 0 | 0.211 | 0 | 0.011 | 0 | 0.013 | 0 | 0.002
| 0.528 | 0 | 0.223 | 0 | 0.018 | 0 | 0.013 | 0 | 0.003
| 0.528 | 0 | 0.211 | 0 | 0.018 | 0 | 0.016 | 0 | 0.002
| 0.528 | 0 | 0.204 | 0 | 0.015 | 0 | 0.022 | 0 | 0.001
| 0.528 | 0 | 0.201 | 0 | 0.018 | 0 | 0.03 | 0 | 0.002
| 0.528 | 0 | 0.188 | 0 | 0.029 | 0 | 0.03 | 0 | 0.004
| 0.528 | 0 | 0.172 | 0 | 0.054 | 0 | 0.029 | 0 | 0.008
| 0.528 | 0 | 0.158 | 0 | 0.093 | 0 | 0.03 | 0 | 0.01
| 0.528 | 0 | 0.16 | 0 | 0.207 | 0 | 0.021 | 0 | 0.013
| 0.528 | 0 | 0.172 | 0 | 0.359 | 0 | 0.019 | 0 | 0.016
| 0.528 | 0 | 0.183 | 0 | 0.4 | 0 | 0.015 | 0 | 0.02
| 0.528 | 0 | 0.19 | 0 | 0.381 | 0 | 0.009 | 0 | 0.022
| 0.528 | 0 | 0.186 | 0 | 0.356 | 0 | 0.004 | 0 | 0.022
| 0.528 | 0 | 0.183 | 0 | 0.284 | 0 | 0.004 | 0 | 0.026
| 0.528 | 0 | 0.178 | 0 | 0.15 | 0 | 0.005 | 0 | 0.032
| 0.528 | 0 | 0.177 | 0 | 0.08 | 0 | 0.003 | 0 | 0.034
| 0.528 | 0.092 | 0.157 | 0.038 | 0.079 | 0 | 0.001 | 0.001 | 0.032
| 0.528 | 0.215 | 0.13 | 0.138 | 0.063 | 0.017 | 0.001 | 0.018 | 0.029
| 0.528 | 0.289 | 0.104 | 0.214 | 0.023 | 0.051 | 0.002 | 0.038 | 0.027
| 0.528 | 0.277 | 0.086 | 0.222 | 0.003 | 0.061 | 0.001 | 0.051 | 0.029
| 0.528 | 0.187 | 0.093 | 0.143 | 0 | 0.048 | 0.001 | 0.047 | 0.037
| 0.528 | 0.089 | 0.126 | 0.052 | 0 | 0.021 | 0.001 | 0.026 | 0.045
| 0.528 | 0.01 | 0.182 | 0 | 0.02 | 0.002 | 0.005 | 0.005 | 0.049
| 0.528 | 0 | 0.243 | 0 | 0.061 | 0 | 0.008 | 0 | 0.047
| 0.528 | 0 | 0.269 | 0 | 0.079 | 0 | 0.009 | 0 | 0.054
| 0.528 | 0 | 0.249 | 0 | 0.09 | 0 | 0.01 | 0 | 0.062
| 0.528 | 0 | 0.195 | 0 | 0.064 | 0 | 0.01 | 0 | 0.076
| 0.528 | 0 | 0.168 | 0 | 0.025 | 0 | 0.009 | 0 | 0.082
| 0.528 | 0 | 0.178 | 0 | 0.032 | 0 | 0.008 | 0 | 0.094
| 0.528 | 0 | 0.27 | 0 | 0.065 | 0 | 0.006 | 0 | 0.126
| 0.528 | 0 | 0.27 | 0 | 0.059 | 0 | 0.004 | 0 | 0.177
| 0.528 | 0 | 0.22 | 0 | 0.048 | 0 | 0.003 | 0 | 0.221
| 0.528 | 0 | 0.226 | 0 | 0.045 | 0 | 0.006 | 0 | 0.228
| 0.528 | 0 | 0.287 | 0 | 0.034 | 0 | 0.01 | 0 | 0.179
| 0.528 | 0 | 0.3 | 0 | 0.023 | 0 | 0.015 | 0 | 0.151
| 0.528 | 0 | 0.318 | 0 | 0.014 | 0 | 0.025 | 0 | 0.163
| 0.528 | 0 | 0.311 | 0 | 0.009 | 0 | 0.03 | 0 | 0.208
| 0.528 | 0 | 0.325 | 0 | 0.007 | 0 | 0.03 | 0 | 0.252
| 0.528 | 0 | 0.379 | 0 | 0.004 | 0 | 0.028 | 0 | 0.328
| 0.528 | 0 | 0.425 | 0 | 0.001 | 0 | 0.031 | 0 | 0.326
| 0.528 | 0.08 | 0.464 | 0.002 | 0.001 | 0 | 0.041 | 0.001 | 0.266
| 0.528 | 0.152 | 0.484 | 0.022 | 0 | 0.007 | 0.062 | 0.025 | 0.181
| 0.528 | 0.181 | 0.516 | 0.044 | 0 | 0.05 | 0.086 | 0.066 | 0.091
| 0.528 | 0.17 | 0.633 | 0.061 | 0.001 | 0.099 | 0.105 | 0.11 | 0.054
| 0.528 | 0.118 | 0.62 | 0.042 | 0.001 | 0.109 | 0.135 | 0.118 | 0.026
| 0.528 | 0.076 | 0.523 | 0.01 | 0.003 | 0.068 | 0.2 | 0.074 | 0.012
| 0.528 | 0.01 | 0.425 | 0 | 0.006 | 0.01 | 0.278 | 0.021 | 0.007
| 0.528 | 0 | 0.343 | 0 | 0.012 | 0 | 0.295 | 0 | 0.005
| 0.528 | 0 | 0.283 | 0 | 0.017 | 0 | 0.294 | 0 | 0.004
| 0.528 | 0 | 0.291 | 0 | 0.018 | 0 | 0.309 | 0 | 0.003
| 0.528 | 0 | 0.236 | 0 | 0.012 | 0 | 0.316 | 0 | 0.002
| 0.528 | 0 | 0.225 | 0 | 0.004 | 0 | 0.302 | 0 | 0.002
| 0.528 | 0 | 0.238 | 0 | 0 | 0 | 0.261 | 0 | 0.002
| 0.528 | 0 | 0.266 | 0 | 0 | 0 | 0.217 | 0 | 0.004
| 0.528 | 0 | 0.215 | 0 | 0 | 0 | 0.19 | 0 | 0.012
| 0.528 | 0 | 0.206 | 0 | 0 | 0 | 0.181 | 0 | 0.021
| 0.528 | 0 | 0.278 | 0 | 0 | 0 | 0.168 | 0 | 0.02
| 0.528 | 0 | 0.242 | 0 | 0 | 0 | 0.155 | 0 | 0.021
| 0.528 | 0 | 0.158 | 0 | 0.001 | 0 | 0.163 | 0 | 0.03
| 0.528 | 0 | 0.155 | 0 | 0.006 | 0 | 0.141 | 0 | 0.024
| 0.528 | 0 | 0.181 | 0 | 0.017 | 0 | 0.108 | 0 | 0.015
| 0.528 | 0 | 0.21 | 0 | 0.028 | 0 | 0.127 | 0 | 0.017
| 0.528 | 0 | 0.252 | 0 | 0.025 | 0 | 0.11 | 0 | 0.019
| 0.528 | 0.001 | 0.271 | 0 | 0.017 | 0 | 0.089 | 0 | 0.015
| 0.528 | 0.101 | 0.294 | 0.018 | 0.059 | 0 | 0.073 | 0.002 | 0.011
| 0.528 | 0.148 | 0.272 | 0.084 | 0.127 | 0.01 | 0.079 | 0.022 | 0.013
| 0.528 | 0.154 | 0.166 | 0.175 | 0.096 | 0.041 | 0.085 | 0.037 | 0.016
| 0.528 | 0.149 | 0.157 | 0.177 | 0.074 | 0.061 | 0.077 | 0.038 | 0.012
| 0.528 | 0.103 | 0.179 | 0.101 | 0.093 | 0.056 | 0.054 | 0.034 | 0.008
| 0.528 | 0.049 | 0.178 | 0.031 | 0.068 | 0.033 | 0.062 | 0.02 | 0.006
| 0.528 | 0.005 | 0.175 | 0 | 0.054 | 0.004 | 0.081 | 0.004 | 0.002
| 0.528 | 0 | 0.164 | 0 | 0.026 | 0 | 0.098 | 0 | 0.002
| 0.528 | 0 | 0.154 | 0 | 0.024 | 0 | 0.111 | 0 | 0.005
| 0.528 | 0 | 0.169 | 0 | 0.018 | 0 | 0.084 | 0 | 0.015
| 0.528 | 0 | 0.122 | 0 | 0.012 | 0 | 0.065 | 0 | 0.025
| 0.528 | 0 | 0.089 | 0 | 0.015 | 0 | 0.035 | 0 | 0.042
| 0.528 | 0 | 0.084 | 0 | 0.012 | 0 | 0.019 | 0 | 0.054
| 0.528 | 0 | 0.068 | 0 | 0.014 | 0 | 0.01 | 0 | 0.068
| 0.528 | 0 | 0.035 | 0 | 0.009 | 0 | 0.003 | 0 | 0.073
| 0.528 | 0 | 0.006 | 0 | 0.007 | 0 | 0.001 | 0 | 0.077
| 0.528 | 0 | 0.008 | 0 | 0.014 | 0 | 0 | 0 | 0.084
| 0.528 | 0 | 0.099 | 0 | 0.034 | 0 | 0 | 0 | 0.079
| 0.528 | 0 | 0.122 | 0 | 0.049 | 0 | 0 | 0 | 0.058
| 0.528 | 0 | 0.097 | 0 | 0.062 | 0 | 0 | 0 | 0.045
| 0.528 | 0 | 0.08 | 0 | 0.057 | 0 | 0 | 0 | 0.032
| 0.528 | 0 | 0.045 | 0 | 0.06 | 0 | 0 | 0 | 0.02
| 0.528 | 0 | 0.005 | 0 | 0.065 | 0 | 0 | 0 | 0.013
| 0.528 | 0 | 0.01 | 0 | 0.069 | 0 | 0.002 | 0 | 0.007
| 0.528 | 0.019 | 0.017 | 0.006 | 0.076 | 0 | 0.003 | 0.015 | 0.003
| 0.528 | 0.054 | 0.02 | 0.028 | 0.084 | 0.01 | 0.007 | 0.077 | 0.001
| 0.528 | 0.083 | 0.023 | 0.052 | 0.096 | 0.036 | 0.013 | 0.141 | 0.001
| 0.528 | 0.082 | 0.014 | 0.068 | 0.113 | 0.061 | 0.014 | 0.147 | 0.001
| 0.528 | 0.056 | 0.01 | 0.047 | 0.098 | 0.073 | 0.005 | 0.099 | 0.001
| 0.528 | 0.025 | 0.019 | 0.024 | 0.088 | 0.078 | 0.001 | 0.061 | 0.001
| 0.528 | 0.001 | 0.035 | 0 | 0.099 | 0.026 | 0 | 0.035 | 0.001
| 0.528 | 0 | 0.045 | 0 | 0.116 | 0 | 0 | 0 | 0.004
| 0.528 | 0 | 0.035 | 0 | 0.107 | 0 | 0.002 | 0 | 0.007
| 0.528 | 0 | 0.025 | 0 | 0.095 | 0 | 0.016 | 0 | 0.006
| 0.528 | 0 | 0.017 | 0 | 0.065 | 0 | 0.048 | 0 | 0.007
| 0.528 | 0 | 0.004 | 0 | 0.026 | 0 | 0.075 | 0 | 0.009
| 0.528 | 0 | 0 | 0 | 0.013 | 0 | 0.153 | 0 | 0.009
| 0.528 | 0 | 0.001 | 0 | 0.004 | 0 | 0.176 | 0 | 0.014
| 0.528 | 0 | 0.049 | 0 | 0 | 0 | 0.151 | 0 | 0.015
| 0.528 | 0 | 0.155 | 0 | 0.001 | 0 | 0.144 | 0 | 0.014
| 0.528 | 0 | 0.29 | 0 | 0.024 | 0 | 0.158 | 0 | 0.021
| 0.528 | 0 | 0.3 | 0 | 0.131 | 0 | 0.148 | 0 | 0.03
| 0.528 | 0 | 0.343 | 0 | 0.302 | 0 | 0.132 | 0 | 0.041
| 0.528 | 0 | 0.305 | 0 | 0.4 | 0 | 0.141 | 0 | 0.045
| 0.528 | 0 | 0.283 | 0 | 0.32 | 0 | 0.141 | 0 | 0.054
| 0.528 | 0 | 0.34 | 0 | 0.254 | 0 | 0.112 | 0 | 0.082
| 0.528 | 0 | 0.305 | 0 | 0.192 | 0 | 0.063 | 0 | 0.142
| 0.528 | 0 | 0.28 | 0 | 0.085 | 0 | 0.035 | 0 | 0.169
| 0.528 | 0.029 | 0.243 | 0.062 | 0.062 | 0 | 0.02 | 0 | 0.188
| 0.528 | 0.051 | 0.202 | 0.249 | 0.09 | 0.008 | 0.008 | 0.012 | 0.209
| 0.528 | 0.054 | 0.149 | 0.243 | 0.102 | 0.029 | 0.002 | 0.032 | 0.241
| 0.528 | 0.047 | 0.162 | 0.163 | 0.117 | 0.042 | 0 | 0.052 | 0.26
| 0.528 | 0.035 | 0.22 | 0.087 | 0.106 | 0.042 | 0.001 | 0.055 | 0.252
| 0.528 | 0.018 | 0.469 | 0.023 | 0.08 | 0.028 | 0.008 | 0.047 | 0.235
| 0.528 | 0.002 | 0.494 | 0 | 0.056 | 0.008 | 0.013 | 0.01 | 0.245
| 0.528 | 0 | 0.494 | 0 | 0.043 | 0 | 0.008 | 0 | 0.238
| 0.528 | 0 | 0.471 | 0 | 0.038 | 0 | 0.003 | 0 | 0.248
| 0.528 | 0 | 0.523 | 0 | 0.028 | 0 | 0.001 | 0 | 0.269
| 0.528 | 0 | 0.529 | 0 | 0.039 | 0 | 0 | 0 | 0.288
| 0.528 | 0 | 0.516 | 0 | 0.078 | 0 | 0.001 | 0 | 0.305
| 0.528 | 0 | 0.498 | 0 | 0.182 | 0 | 0.006 | 0 | 0.359
| 0.528 | 0 | 0.448 | 0 | 0.234 | 0 | 0.021 | 0 | 0.388
| 0.528 | 0 | 0.627 | 0 | 0.182 | 0 | 0.071 | 0 | 0.45
| 0.528 | 0 | 0.661 | 0 | 0.142 | 0 | 0.24 | 0 | 0.554
| 0.528 | 0 | 0.639 | 0 | 0.067 | 0 | 0.382 | 0 | 0.545
| 0.528 | 0 | 0.649 | 0 | 0.014 | 0 | 0.42 | 0 | 0.566
| 0.528 | 0 | 0.714 | 0 | 0.002 | 0 | 0.461 | 0 | 0.557
| 0.528 | 0 | 0.783 | 0 | 0.003 | 0 | 0.448 | 0 | 0.51
| 0.528 | 0 | 0.781 | 0 | 0.005 | 0 | 0.447 | 0 | 0.501
| 0.528 | 0 | 0.752 | 0 | 0.005 | 0 | 0.427 | 0 | 0.472
| 0.528 | 0 | 0.78 | 0 | 0.004 | 0 | 0.386 | 0 | 0.379
| 0.528 | 0.002 | 0.772 | 0 | 0.001 | 0 | 0.365 | 0 | 0.286
| 0.528 | 0.086 | 0.765 | 0.015 | 0.001 | 0 | 0.362 | 0.002 | 0.213
| 0.528 | 0.194 | 0.759 | 0.054 | 0.006 | 0.011 | 0.31 | 0.015 | 0.184
| 0.528 | 0.248 | 0.765 | 0.079 | 0.007 | 0.033 | 0.329 | 0.025 | 0.185
| 0.528 | 0.182 | 0.791 | 0.085 | 0.007 | 0.042 | 0.328 | 0.028 | 0.184
| 0.528 | 0.113 | 0.797 | 0.063 | 0.009 | 0.034 | 0.27 | 0.021 | 0.16
| 0.528 | 0.052 | 0.778 | 0.029 | 0.02 | 0.021 | 0.211 | 0.012 | 0.152
| 0.528 | 0.007 | 0.74 | 0 | 0.042 | 0.003 | 0.183 | 0.002 | 0.121
| 0.528 | 0 | 0.68 | 0 | 0.086 | 0 | 0.151 | 0 | 0.12
| 0.528 | 0 | 0.634 | 0 | 0.112 | 0 | 0.132 | 0 | 0.114
| 0.528 | 0 | 0.522 | 0 | 0.074 | 0 | 0.122 | 0 | 0.123
| 0.528 | 0 | 0.379 | 0 | 0.025 | 0 | 0.161 | 0 | 0.135
| 0.528 | 0 | 0.341 | 0 | 0.007 | 0 | 0.231 | 0 | 0.22
| 0.528 | 0 | 0.344 | 0 | 0.011 | 0 | 0.36 | 0 | 0.341
| 0.528 | 0 | 0.362 | 0 | 0.052 | 0 | 0.523 | 0 | 0.378
| 0.528 | 0 | 0.379 | 0 | 0.105 | 0 | 0.532 | 0 | 0.442
| 0.528 | 0 | 0.402 | 0 | 0.133 | 0 | 0.55 | 0 | 0.417
| 0.528 | 0 | 0.457 | 0 | 0.188 | 0 | 0.587 | 0 | 0.654
| 0.528 | 0 | 0.601 | 0 | 0.264 | 0 | 0.642 | 0 | 0.814
| 0.528 | 0 | 0.713 | 0 | 0.293 | 0 | 0.661 | 0 | 0.87
| 0.528 | 0 | 0.754 | 0 | 0.255 | 0 | 0.679 | 0 | 0.888
| 0.528 | 0 | 0.785 | 0 | 0.285 | 0 | 0.649 | 0 | 0.855
| 0.528 | 0 | 0.858 | 0 | 0.32 | 0 | 0.642 | 0 | 0.84
| 0.528 | 0 | 0.866 | 0 | 0.296 | 0 | 0.599 | 0 | 0.896
| 0.528 | 0 | 0.874 | 0 | 0.286 | 0 | 0.568 | 0 | 0.924
| 0.528 | 0.02 | 0.89 | 0.002 | 0.278 | 0 | 0.56 | 0.001 | 0.928
| 0.528 | 0.041 | 0.912 | 0.014 | 0.343 | 0.001 | 0.574 | 0.012 | 0.931
| 0.528 | 0.074 | 0.937 | 0.031 | 0.355 | 0.01 | 0.59 | 0.029 | 0.943
| 0.528 | 0.081 | 0.977 | 0.031 | 0.362 | 0.015 | 0.613 | 0.037 | 0.926
| 0.528 | 0.067 | 0.991 | 0.021 | 0.344 | 0.015 | 0.763 | 0.033 | 0.904
| 0.528 | 0.059 | 0.986 | 0.007 | 0.329 | 0.022 | 0.929 | 0.022 | 0.882
| 0.528 | 0.007 | 0.972 | 0 | 0.33 | 0.016 | 0.945 | 0.005 | 0.865
| 0.528 | 0 | 0.986 | 0 | 0.376 | 0 | 0.935 | 0 | 0.828
| 0.528 | 0 | 0.967 | 0 | 0.635 | 0 | 0.953 | 0 | 0.688
| 0.528 | 0 | 0.965 | 0 | 0.955 | 0 | 0.975 | 0 | 0.574
| 0.528 | 0 | 0.991 | 0 | 0.99 | 0 | 0.973 | 0 | 0.552
| 0.528 | 0 | 0.991 | 0 | 0.989 | 0 | 0.978 | 0 | 0.501
| 0.528 | 0 | 0.99 | 0 | 0.989 | 0 | 0.981 | 0 | 0.452
| 0.528 | 0 | 0.991 | 0 | 0.985 | 0 | 0.98 | 0 | 0.426
| 0.528 | 0 | 0.991 | 0 | 0.985 | 0 | 0.978 | 0 | 0.38
| 0.528 | 0 | 0.991 | 0 | 0.977 | 0 | 0.974 | 0 | 0.347
| 0.528 | 0 | 0.99 | 0 | 0.987 | 0 | 0.958 | 0 | 0.299
| 0.528 | 0 | 0.988 | 0 | 0.988 | 0 | 0.932 | 0 | 0.241
| 0.528 | 0 | 0.985 | 0 | 0.991 | 0 | 0.898 | 0 | 0.203
| 0.528 | 0 | 0.972 | 0 | 0.991 | 0 | 0.858 | 0 | 0.179
| 0.528 | 0 | 0.962 | 0 | 0.987 | 0 | 0.804 | 0 | 0.156
| 0.528 | 0 | 0.932 | 0 | 0.979 | 0 | 0.736 | 0 | 0.12
| 0.528 | 0 | 0.924 | 0 | 0.974 | 0 | 0.631 | 0 | 0.088
| 0.528 | 0.009 | 0.917 | 0 | 0.979 | 0 | 0.552 | 0 | 0.063
| 0.528 | 0.176 | 0.861 | 0.116 | 0.97 | 0 | 0.538 | 0.014 | 0.043
| 0.528 | 0.344 | 0.821 | 0.291 | 0.974 | 0.013 | 0.564 | 0.058 | 0.04
| 0.528 | 0.425 | 0.768 | 0.392 | 0.94 | 0.061 | 0.642 | 0.09 | 0.041
| 0.528 | 0.406 | 0.69 | 0.405 | 0.934 | 0.1 | 0.7 | 0.09 | 0.037
| 0.528 | 0.301 | 0.604 | 0.322 | 0.857 | 0.095 | 0.741 | 0.071 | 0.029
| 0.528 | 0.15 | 0.535 | 0.152 | 0.85 | 0.054 | 0.799 | 0.047 | 0.029
| 0.528 | 0.019 | 0.497 | 0.009 | 0.759 | 0.013 | 0.832 | 0.014 | 0.025
| 0.528 | 0 | 0.46 | 0 | 0.628 | 0 | 0.809 | 0 | 0.018
| 0.528 | 0 | 0.41 | 0 | 0.489 | 0 | 0.753 | 0 | 0.009
| 0.528 | 0 | 0.368 | 0 | 0.485 | 0 | 0.712 | 0 | 0.013
| 0.528 | 0 | 0.337 | 0 | 0.515 | 0 | 0.626 | 0 | 0.013
| 0.528 | 0 | 0.305 | 0 | 0.498 | 0 | 0.486 | 0 | 0.008
| 0.528 | 0 | 0.306 | 0 | 0.513 | 0 | 0.388 | 0 | 0.004
| 0.528 | 0 | 0.314 | 0 | 0.541 | 0 | 0.291 | 0 | 0.009
| 0.528 | 0 | 0.3 | 0 | 0.522 | 0 | 0.204 | 0 | 0.014
| 0.528 | 0 | 0.294 | 0 | 0.459 | 0 | 0.134 | 0 | 0.012
| 0.528 | 0 | 0.305 | 0 | 0.463 | 0 | 0.067 | 0 | 0.008
| 0.528 | 0 | 0.311 | 0 | 0.488 | 0 | 0.058 | 0 | 0.024
| 0.528 | 0 | 0.318 | 0 | 0.485 | 0 | 0.084 | 0 | 0.041
| 0.528 | 0 | 0.33 | 0 | 0.464 | 0 | 0.108 | 0 | 0.05
| 0.528 | 0 | 0.352 | 0 | 0.422 | 0 | 0.149 | 0 | 0.08
| 0.528 | 0 | 0.354 | 0 | 0.389 | 0 | 0.172 | 0 | 0.11
| 0.528 | 0 | 0.371 | 0 | 0.363 | 0 | 0.289 | 0 | 0.138
| 0.528 | 0 | 0.354 | 0 | 0.38 | 0 | 0.474 | 0 | 0.183
| 0.528 | 0.026 | 0.341 | 0.014 | 0.376 | 0 | 0.65 | 0.001 | 0.227
| 0.528 | 0.071 | 0.332 | 0.034 | 0.274 | 0.038 | 0.886 | 0.016 | 0.256
| 0.528 | 0.099 | 0.334 | 0.036 | 0.233 | 0.102 | 0.932 | 0.04 | 0.276
| 0.528 | 0.073 | 0.323 | 0.031 | 0.273 | 0.156 | 0.94 | 0.061 | 0.26
| 0.528 | 0.044 | 0.346 | 0.022 | 0.337 | 0.176 | 0.947 | 0.053 | 0.2
| 0.528 | 0.03 | 0.507 | 0.007 | 0.411 | 0.128 | 0.988 | 0.034 | 0.14
| 0.528 | 0.004 | 0.552 | 0 | 0.476 | 0.037 | 0.991 | 0.011 | 0.101
| 0.528 | 0 | 0.57 | 0 | 0.492 | 0 | 0.981 | 0 | 0.072
| 0.528 | 0 | 0.63 | 0 | 0.434 | 0 | 0.941 | 0 | 0.06
| 0.528 | 0 | 0.677 | 0 | 0.407 | 0 | 0.871 | 0 | 0.054
| 0.528 | 0 | 0.66 | 0 | 0.413 | 0 | 0.777 | 0 | 0.051
| 0.528 | 0 | 0.615 | 0 | 0.513 | 0 | 0.705 | 0 | 0.034
| 0.528 | 0 | 0.579 | 0 | 0.63 | 0 | 0.64 | 0 | 0.011
| 0.528 | 0 | 0.553 | 0 | 0.718 | 0 | 0.541 | 0 | 0.003
| 0.528 | 0 | 0.536 | 0 | 0.831 | 0 | 0.46 | 0 | 0.001
| 0.528 | 0 | 0.496 | 0 | 0.84 | 0 | 0.338 | 0 | 0
| 0.528 | 0 | 0.461 | 0 | 0.839 | 0 | 0.237 | 0 | 0
| 0.528 | 0 | 0.432 | 0 | 0.829 | 0 | 0.172 | 0 | 0
| 0.528 | 0 | 0.422 | 0 | 0.806 | 0 | 0.107 | 0 | 0
| 0.528 | 0 | 0.431 | 0 | 0.779 | 0 | 0.054 | 0 | 0.001
| 0.528 | 0 | 0.422 | 0 | 0.75 | 0 | 0.045 | 0 | 0.005
| 0.528 | 0 | 0.388 | 0 | 0.706 | 0 | 0.039 | 0 | 0.008
| 0.528 | 0 | 0.3 | 0 | 0.642 | 0 | 0.055 | 0 | 0.016
| 0.528 | 0.006 | 0.238 | 0 | 0.524 | 0 | 0.083 | 0 | 0.028
| 0.528 | 0.091 | 0.172 | 0.126 | 0.362 | 0 | 0.084 | 0.038 | 0.036
| 0.528 | 0.181 | 0.122 | 0.268 | 0.234 | 0.027 | 0.086 | 0.113 | 0.032
| 0.528 | 0.239 | 0.082 | 0.312 | 0.112 | 0.081 | 0.078 | 0.2 | 0.017
| 0.528 | 0.24 | 0.076 | 0.294 | 0.037 | 0.083 | 0.066 | 0.272 | 0.011
| 0.528 | 0.177 | 0.101 | 0.202 | 0.002 | 0.099 | 0.085 | 0.315 | 0.014
| 0.528 | 0.111 | 0.151 | 0.104 | 0.001 | 0.115 | 0.11 | 0.26 | 0.023
| 0.528 | 0.02 | 0.224 | 0.006 | 0.014 | 0.041 | 0.125 | 0.109 | 0.037
| 0.528 | 0 | 0.328 | 0 | 0.113 | 0 | 0.144 | 0 | 0.047
| 0.528 | 0 | 0.32 | 0 | 0.284 | 0 | 0.157 | 0 | 0.049
| 0.528 | 0 | 0.312 | 0 | 0.374 | 0 | 0.174 | 0 | 0.048
| 0.528 | 0 | 0.325 | 0 | 0.343 | 0 | 0.169 | 0 | 0.054
| 0.528 | 0 | 0.336 | 0 | 0.341 | 0 | 0.162 | 0 | 0.059
| 0.528 | 0 | 0.343 | 0 | 0.391 | 0 | 0.167 | 0 | 0.062
| 0.528 | 0 | 0.343 | 0 | 0.352 | 0 | 0.194 | 0 | 0.063
| 0.528 | 0 | 0.343 | 0 | 0.369 | 0 | 0.238 | 0 | 0.064
| 0.528 | 0 | 0.342 | 0 | 0.323 | 0 | 0.29 | 0 | 0.069
| 0.528 | 0 | 0.352 | 0 | 0.213 | 0 | 0.337 | 0 | 0.07
| 0.528 | 0 | 0.372 | 0 | 0.157 | 0 | 0.39 | 0 | 0.06
| 0.528 | 0 | 0.402 | 0 | 0.101 | 0 | 0.51 | 0 | 0.057
| 0.528 | 0 | 0.433 | 0 | 0.058 | 0 | 0.612 | 0 | 0.085
| 0.528 | 0 | 0.48 | 0 | 0.045 | 0 | 0.599 | 0 | 0.104
| 0.528 | 0 | 0.525 | 0 | 0.056 | 0 | 0.665 | 0 | 0.073
| 0.528 | 0 | 0.526 | 0 | 0.062 | 0 | 0.594 | 0 | 0.068
| 0.528 | 0.012 | 0.518 | 0 | 0.054 | 0 | 0.494 | 0 | 0.061
| 0.528 | 0.163 | 0.507 | 0.017 | 0.048 | 0 | 0.413 | 0.006 | 0.049
| 0.528 | 0.399 | 0.504 | 0.054 | 0.035 | 0.027 | 0.409 | 0.028 | 0.034
| 0.528 | 0.493 | 0.413 | 0.078 | 0.037 | 0.066 | 0.429 | 0.042 | 0.029
| 0.528 | 0.417 | 0.423 | 0.078 | 0.031 | 0.147 | 0.504 | 0.04 | 0.045
| 0.528 | 0.255 | 0.566 | 0.048 | 0.028 | 0.189 | 0.618 | 0.041 | 0.148
| 0.528 | 0.219 | 0.544 | 0.011 | 0.059 | 0.135 | 0.705 | 0.038 | 0.154
| 0.528 | 0.042 | 0.738 | 0 | 0.118 | 0.046 | 0.721 | 0.017 | 0.218
| 0.528 | 0 | 0.822 | 0 | 0.291 | 0 | 0.651 | 0 | 0.209
| 0.528 | 0 | 0.831 | 0 | 0.352 | 0 | 0.594 | 0 | 0.165
| 0.528 | 0 | 0.867 | 0 | 0.428 | 0 | 0.613 | 0 | 0.102
| 0.528 | 0 | 0.852 | 0 | 0.494 | 0 | 0.596 | 0 | 0.056
| 0.528 | 0 | 0.8 | 0 | 0.625 | 0 | 0.536 | 0 | 0.043
| 0.528 | 0 | 0.753 | 0 | 0.676 | 0 | 0.495 | 0 | 0.022
| 0.528 | 0 | 0.71 | 0 | 0.762 | 0 | 0.442 | 0 | 0.018
| 0.528 | 0 | 0.674 | 0 | 0.88 | 0 | 0.332 | 0 | 0.02
| 0.528 | 0 | 0.704 | 0 | 0.863 | 0 | 0.223 | 0 | 0.017
| 0.528 | 0 | 0.674 | 0 | 0.866 | 0 | 0.171 | 0 | 0.011
| 0.528 | 0 | 0.665 | 0 | 0.875 | 0 | 0.146 | 0 | 0.004
| 0.528 | 0 | 0.657 | 0 | 0.874 | 0 | 0.131 | 0 | 0.001
| 0.528 | 0 | 0.622 | 0 | 0.835 | 0 | 0.124 | 0 | 0
| 0.528 | 0 | 0.593 | 0 | 0.799 | 0 | 0.108 | 0 | 0
| 0.528 | 0 | 0.529 | 0 | 0.74 | 0 | 0.1 | 0 | 0
| 0.528 | 0 | 0.447 | 0 | 0.63 | 0 | 0.081 | 0 | 0
| 0.528 | 0.026 | 0.419 | 0 | 0.594 | 0 | 0.067 | 0 | 0
| 0.528 | 0.226 | 0.341 | 0.166 | 0.583 | 0 | 0.055 | 0.033 | 0
| 0.528 | 0.403 | 0.228 | 0.348 | 0.476 | 0.042 | 0.049 | 0.136 | 0.001
| 0.528 | 0.496 | 0.179 | 0.444 | 0.482 | 0.079 | 0.056 | 0.202 | 0.001
| 0.528 | 0.507 | 0.126 | 0.452 | 0.461 | 0.112 | 0.053 | 0.238 | 0
| 0.528 | 0.439 | 0.098 | 0.376 | 0.301 | 0.121 | 0.038 | 0.226 | 0
| 0.528 | 0.287 | 0.119 | 0.21 | 0.326 | 0.086 | 0.029 | 0.138 | 0.002
| 0.528 | 0.073 | 0.174 | 0.028 | 0.4 | 0.024 | 0.029 | 0.049 | 0.005
| 0.528 | 0 | 0.241 | 0 | 0.457 | 0 | 0.027 | 0 | 0.006
| 0.528 | 0 | 0.293 | 0 | 0.435 | 0 | 0.025 | 0 | 0.004
| 0.528 | 0 | 0.327 | 0 | 0.424 | 0 | 0.025 | 0 | 0.002
| 0.528 | 0 | 0.352 | 0 | 0.452 | 0 | 0.023 | 0 | 0.003
| 0.528 | 0 | 0.358 | 0 | 0.501 | 0 | 0.021 | 0 | 0.003
| 0.528 | 0 | 0.285 | 0 | 0.505 | 0 | 0.022 | 0 | 0.007
| 0.528 | 0 | 0.238 | 0 | 0.51 | 0 | 0.021 | 0 | 0.019
| 0.528 | 0 | 0.176 | 0 | 0.515 | 0 | 0.02 | 0 | 0.022
| 0.528 | 0 | 0.183 | 0 | 0.489 | 0 | 0.019 | 0 | 0.014
| 0.528 | 0 | 0.197 | 0 | 0.425 | 0 | 0.017 | 0 | 0.008
| 0.528 | 0 | 0.231 | 0 | 0.349 | 0 | 0.019 | 0 | 0.012
| 0.528 | 0 | 0.236 | 0 | 0.234 | 0 | 0.018 | 0 | 0.014
| 0.528 | 0 | 0.272 | 0 | 0.174 | 0 | 0.017 | 0 | 0.014
| 0.528 | 0 | 0.291 | 0 | 0.139 | 0 | 0.021 | 0 | 0.011
| 0.528 | 0 | 0.297 | 0 | 0.058 | 0 | 0.026 | 0 | 0.01
| 0.528 | 0 | 0.261 | 0 | 0.035 | 0 | 0.032 | 0 | 0.009
| 0.528 | 0.003 | 0.254 | 0 | 0.037 | 0 | 0.023 | 0 | 0.01
| 0.528 | 0.054 | 0.261 | 0.032 | 0.059 | 0 | 0.018 | 0.011 | 0.013
| 0.528 | 0.102 | 0.235 | 0.096 | 0.106 | 0.028 | 0.013 | 0.036 | 0.013
| 0.528 | 0.185 | 0.228 | 0.26 | 0.138 | 0.071 | 0.011 | 0.049 | 0.009
| 0.528 | 0.106 | 0.25 | 0.294 | 0.123 | 0.119 | 0.006 | 0.054 | 0.007
| 0.528 | 0.065 | 0.187 | 0.205 | 0.108 | 0.135 | 0.003 | 0.049 | 0.008
| 0.528 | 0.044 | 0.204 | 0.142 | 0.111 | 0.112 | 0.003 | 0.031 | 0.015
| 0.528 | 0.006 | 0.325 | 0.011 | 0.132 | 0.042 | 0.004 | 0.01 | 0.017
| 0.528 | 0 | 0.245 | 0 | 0.154 | 0 | 0.009 | 0 | 0.019
| 0.528 | 0 | 0.189 | 0 | 0.153 | 0 | 0.017 | 0 | 0.019
| 0.528 | 0 | 0.196 | 0 | 0.155 | 0 | 0.025 | 0 | 0.015
| 0.528 | 0 | 0.175 | 0 | 0.165 | 0 | 0.029 | 0 | 0.014
| 0.528 | 0 | 0.15 | 0 | 0.171 | 0 | 0.042 | 0 | 0.023
| 0.528 | 0 | 0.143 | 0 | 0.143 | 0 | 0.044 | 0 | 0.023
| 0.528 | 0 | 0.133 | 0 | 0.093 | 0 | 0.045 | 0 | 0.022
| 0.528 | 0 | 0.118 | 0 | 0.065 | 0 | 0.044 | 0 | 0.02
| 0.528 | 0 | 0.104 | 0 | 0.041 | 0 | 0.044 | 0 | 0.022
| 0.528 | 0 | 0.102 | 0 | 0.021 | 0 | 0.077 | 0 | 0.026
| 0.528 | 0 | 0.105 | 0 | 0.013 | 0 | 0.085 | 0 | 0.025
| 0.528 | 0 | 0.105 | 0 | 0.007 | 0 | 0.065 | 0 | 0.028
| 0.528 | 0 | 0.107 | 0 | 0.002 | 0 | 0.053 | 0 | 0.032
| 0.528 | 0 | 0.115 | 0 | 0 | 0 | 0.047 | 0 | 0.031
| 0.528 | 0 | 0.119 | 0 | 0 | 0 | 0.047 | 0 | 0.031
| 0.528 | 0 | 0.117 | 0 | 0.001 | 0 | 0.048 | 0 | 0.035
| 0.528 | 0.001 | 0.104 | 0 | 0.018 | 0 | 0.054 | 0 | 0.041
| 0.528 | 0.023 | 0.087 | 0.031 | 0.058 | 0.003 | 0.054 | 0.017 | 0.048
| 0.528 | 0.055 | 0.058 | 0.075 | 0.088 | 0.047 | 0.051 | 0.06 | 0.053
| 0.528 | 0.075 | 0.039 | 0.104 | 0.053 | 0.107 | 0.054 | 0.112 | 0.05
| 0.528 | 0.077 | 0.032 | 0.103 | 0.043 | 0.191 | 0.048 | 0.141 | 0.041
| 0.528 | 0.069 | 0.03 | 0.079 | 0.041 | 0.138 | 0.035 | 0.11 | 0.035
| 0.528 | 0.043 | 0.033 | 0.044 | 0.038 | 0.106 | 0.032 | 0.072 | 0.03
| 0.528 | 0.008 | 0.045 | 0.006 | 0.055 | 0.066 | 0.035 | 0.026 | 0.022
| 0.528 | 0 | 0.058 | 0 | 0.083 | 0 | 0.041 | 0 | 0.017
| 0.528 | 0 | 0.072 | 0 | 0.084 | 0 | 0.046 | 0 | 0.021
| 0.528 | 0 | 0.096 | 0 | 0.063 | 0 | 0.049 | 0 | 0.031
| 0.528 | 0 | 0.108 | 0 | 0.028 | 0 | 0.037 | 0 | 0.029
| 0.528 | 0 | 0.101 | 0 | 0.013 | 0 | 0.033 | 0 | 0.021
| 0.528 | 0 | 0.09 | 0 | 0.011 | 0 | 0.036 | 0 | 0.019
| 0.528 | 0 | 0.114 | 0 | 0.016 | 0 | 0.031 | 0 | 0.022
| 0.528 | 0 | 0.126 | 0 | 0.021 | 0 | 0.023 | 0 | 0.026
| 0.528 | 0 | 0.15 | 0 | 0.021 | 0 | 0.018 | 0 | 0.018
| 0.528 | 0 | 0.175 | 0 | 0.018 | 0 | 0.019 | 0 | 0.025
| 0.528 | 0 | 0.19 | 0 | 0.024 | 0 | 0.019 | 0 | 0.029
| 0.528 | 0 | 0.2 | 0 | 0.041 | 0 | 0.021 | 0 | 0.028
| 0.528 | 0 | 0.17 | 0 | 0.059 | 0 | 0.02 | 0 | 0.029
| 0.528 | 0 | 0.135 | 0 | 0.071 | 0 | 0.015 | 0 | 0.027
| 0.528 | 0 | 0.144 | 0 | 0.092 | 0 | 0.018 | 0 | 0.021
| 0.528 | 0 | 0.144 | 0 | 0.15 | 0 | 0.025 | 0 | 0.011
| 0.528 | 0.006 | 0.157 | 0 | 0.241 | 0 | 0.028 | 0 | 0.008
| 0.528 | 0.076 | 0.172 | 0.047 | 0.302 | 0.001 | 0.032 | 0.007 | 0.007
| 0.528 | 0.245 | 0.172 | 0.129 | 0.264 | 0.025 | 0.035 | 0.027 | 0.002
| 0.528 | 0.349 | 0.19 | 0.176 | 0.233 | 0.058 | 0.039 | 0.045 | 0.001
| 0.528 | 0.371 | 0.179 | 0.167 | 0.225 | 0.056 | 0.047 | 0.046 | 0.001
| 0.528 | 0.285 | 0.153 | 0.169 | 0.22 | 0.045 | 0.053 | 0.05 | 0.001
| 0.528 | 0.132 | 0.162 | 0.109 | 0.259 | 0.036 | 0.06 | 0.058 | 0.002
| 0.528 | 0.024 | 0.201 | 0.009 | 0.32 | 0.013 | 0.155 | 0.027 | 0.002
| 0.528 | 0 | 0.243 | 0 | 0.343 | 0 | 0.36 | 0 | 0.004
| 0.528 | 0 | 0.269 | 0 | 0.319 | 0 | 0.51 | 0 | 0.004
| 0.528 | 0 | 0.278 | 0 | 0.284 | 0 | 0.613 | 0 | 0.008
| 0.528 | 0 | 0.266 | 0 | 0.314 | 0 | 0.625 | 0 | 0.006
| 0.528 | 0 | 0.277 | 0 | 0.336 | 0 | 0.596 | 0 | 0.003
| 0.528 | 0 | 0.302 | 0 | 0.328 | 0 | 0.583 | 0 | 0.002
| 0.528 | 0 | 0.374 | 0 | 0.32 | 0 | 0.512 | 0 | 0.008
| 0.528 | 0 | 0.379 | 0 | 0.332 | 0 | 0.485 | 0 | 0.007
| 0.528 | 0 | 0.4 | 0 | 0.358 | 0 | 0.477 | 0 | 0.002
| 0.528 | 0 | 0.42 | 0 | 0.469 | 0 | 0.571 | 0 | 0.001
| 0.528 | 0 | 0.431 | 0 | 0.672 | 0 | 0.694 | 0 | 0.001
| 0.528 | 0 | 0.439 | 0 | 0.845 | 0 | 0.768 | 0 | 0
| 0.528 | 0 | 0.435 | 0 | 0.856 | 0 | 0.791 | 0 | 0
| 0.528 | 0 | 0.42 | 0 | 0.857 | 0 | 0.785 | 0 | 0
| 0.528 | 0 | 0.401 | 0 | 0.847 | 0 | 0.781 | 0 | 0
| 0.528 | 0 | 0.339 | 0 | 0.826 | 0 | 0.777 | 0 | 0
| 0.528 | 0.01 | 0.3 | 0 | 0.783 | 0 | 0.773 | 0 | 0
| 0.528 | 0.083 | 0.269 | 0.082 | 0.777 | 0 | 0.797 | 0.01 | 0
| 0.528 | 0.189 | 0.251 | 0.196 | 0.788 | 0.021 | 0.827 | 0.046 | 0
| 0.528 | 0.224 | 0.241 | 0.254 | 0.795 | 0.045 | 0.85 | 0.079 | 0
| 0.528 | 0.234 | 0.284 | 0.271 | 0.818 | 0.065 | 0.858 | 0.094 | 0
| 0.528 | 0.214 | 0.259 | 0.198 | 0.88 | 0.07 | 0.856 | 0.09 | 0
| 0.528 | 0.146 | 0.281 | 0.075 | 0.837 | 0.048 | 0.826 | 0.079 | 0
| 0.528 | 0.031 | 0.314 | 0.006 | 0.792 | 0.017 | 0.806 | 0.041 | 0
| 0.528 | 0 | 0.323 | 0 | 0.766 | 0 | 0.766 | 0.002 | 0
| 0.528 | 0 | 0.325 | 0 | 0.754 | 0 | 0.708 | 0 | 0
| 0.528 | 0 | 0.338 | 0 | 0.722 | 0 | 0.626 | 0 | 0
| 0.528 | 0 | 0.355 | 0 | 0.739 | 0 | 0.574 | 0 | 0
| 0.528 | 0 | 0.368 | 0 | 0.766 | 0 | 0.525 | 0 | 0
| 0.528 | 0 | 0.378 | 0 | 0.799 | 0 | 0.473 | 0 | 0
| 0.528 | 0 | 0.376 | 0 | 0.826 | 0 | 0.432 | 0 | 0.001
| 0.528 | 0 | 0.361 | 0 | 0.826 | 0 | 0.423 | 0 | 0.003
| 0.528 | 0 | 0.338 | 0 | 0.826 | 0 | 0.391 | 0 | 0.005
| 0.528 | 0 | 0.339 | 0 | 0.85 | 0 | 0.315 | 0 | 0.007
| 0.528 | 0 | 0.345 | 0 | 0.884 | 0 | 0.278 | 0 | 0.007
| 0.528 | 0 | 0.35 | 0 | 0.896 | 0 | 0.231 | 0 | 0.008
| 0.528 | 0 | 0.352 | 0 | 0.896 | 0 | 0.216 | 0 | 0.009
| 0.528 | 0 | 0.343 | 0 | 0.891 | 0 | 0.192 | 0 | 0.01
| 0.528 | 0 | 0.337 | 0 | 0.882 | 0 | 0.141 | 0 | 0.012
| 0.528 | 0 | 0.283 | 0 | 0.844 | 0 | 0.13 | 0 | 0.014
| 0.528 | 0.009 | 0.243 | 0.002 | 0.786 | 0 | 0.134 | 0 | 0.016
| 0.528 | 0.064 | 0.22 | 0.071 | 0.747 | 0.009 | 0.145 | 0.047 | 0.016
| 0.528 | 0.136 | 0.192 | 0.162 | 0.729 | 0.068 | 0.157 | 0.145 | 0.01
| 0.528 | 0.186 | 0.178 | 0.301 | 0.722 | 0.1 | 0.167 | 0.265 | 0.007
| 0.528 | 0.208 | 0.175 | 0.309 | 0.71 | 0.1 | 0.177 | 0.353 | 0.006
| 0.528 | 0.166 | 0.191 | 0.274 | 0.674 | 0.085 | 0.164 | 0.374 | 0.006
| 0.528 | 0.104 | 0.22 | 0.183 | 0.664 | 0.053 | 0.148 | 0.317 | 0.006
| 0.528 | 0.025 | 0.254 | 0.031 | 0.681 | 0.021 | 0.132 | 0.133 | 0.006
| 0.528 | 0 | 0.294 | 0 | 0.721 | 0 | 0.122 | 0.012 | 0.005
| 0.528 | 0 | 0.326 | 0 | 0.75 | 0 | 0.129 | 0 | 0.004
| 0.528 | 0 | 0.333 | 0 | 0.774 | 0 | 0.14 | 0 | 0.003
| 0.528 | 0 | 0.355 | 0 | 0.785 | 0 | 0.147 | 0 | 0.003
| 0.528 | 0 | 0.347 | 0 | 0.774 | 0 | 0.139 | 0 | 0.004
| 0.528 | 0 | 0.362 | 0 | 0.763 | 0 | 0.118 | 0 | 0.006
| 0.528 | 0 | 0.349 | 0 | 0.75 | 0 | 0.094 | 0 | 0.008
| 0.528 | 0 | 0.346 | 0 | 0.745 | 0 | 0.061 | 0 | 0.009
| 0.528 | 0 | 0.363 | 0 | 0.79 | 0 | 0.029 | 0 | 0.009
| 0.528 | 0 | 0.353 | 0 | 0.88 | 0 | 0.009 | 0 | 0.007
| 0.528 | 0 | 0.334 | 0 | 0.928 | 0 | 0.001 | 0 | 0.006
| 0.528 | 0 | 0.306 | 0 | 0.914 | 0 | 0 | 0 | 0.007
| 0.528 | 0 | 0.249 | 0 | 0.87 | 0 | 0 | 0 | 0.008
| 0.528 | 0 | 0.22 | 0 | 0.8 | 0 | 0 | 0 | 0.009
| 0.528 | 0 | 0.206 | 0 | 0.715 | 0 | 0 | 0 | 0.01
| 0.528 | 0 | 0.175 | 0 | 0.538 | 0 | 0 | 0 | 0.011
| 0.528 | 0.037 | 0.126 | 0.008 | 0.414 | 0 | 0 | 0 | 0.013
| 0.528 | 0.187 | 0.066 | 0.169 | 0.338 | 0.027 | 0.001 | 0.163 | 0.013
| 0.528 | 0.34 | 0.029 | 0.32 | 0.249 | 0.188 | 0 | 0.353 | 0.011
| 0.528 | 0.46 | 0.018 | 0.403 | 0.155 | 0.322 | 0 | 0.469 | 0.006
| 0.528 | 0.48 | 0.02 | 0.392 | 0.082 | 0.387 | 0 | 0.508 | 0.001
| 0.528 | 0.403 | 0.02 | 0.297 | 0.051 | 0.375 | 0 | 0.476 | 0
| 0.528 | 0.266 | 0.026 | 0.18 | 0.057 | 0.295 | 0 | 0.37 | 0
| 0.528 | 0.072 | 0.048 | 0.028 | 0.106 | 0.145 | 0 | 0.183 | 0
| 0.528 | 0 | 0.086 | 0 | 0.212 | 0.01 | 0 | 0.018 | 0
| 0.528 | 0 | 0.101 | 0 | 0.243 | 0 | 0.001 | 0 | 0
| 0.528 | 0 | 0.078 | 0 | 0.311 | 0 | 0.001 | 0 | 0
| 0.528 | 0 | 0.045 | 0 | 0.235 | 0 | 0.001 | 0 | 0
| 0.528 | 0 | 0.017 | 0 | 0.157 | 0 | 0 | 0 | 0
| 0.528 | 0 | 0.012 | 0 | 0.103 | 0 | 0 | 0 | 0
| 0.528 | 0 | 0.105 | 0 | 0.074 | 0 | 0 | 0 | 0
| 0.528 | 0 | 0.288 | 0 | 0.058 | 0 | 0 | 0 | 0.001
| 0.528 | 0 | 0.264 | 0 | 0.053 | 0 | 0 | 0 | 0.001
| 0.528 | 0 | 0.159 | 0 | 0.051 | 0 | 0 | 0 | 0.002
| 0.528 | 0 | 0.159 | 0 | 0.047 | 0 | 0 | 0 | 0.002
| 0.528 | 0 | 0.203 | 0 | 0.062 | 0 | 0 | 0 | 0.003
| 0.528 | 0 | 0.197 | 0 | 0.106 | 0 | 0 | 0 | 0.006
| 0.528 | 0 | 0.148 | 0 | 0.155 | 0 | 0 | 0 | 0.013
| 0.528 | 0 | 0.114 | 0 | 0.21 | 0 | 0 | 0 | 0.024
| 0.528 | 0 | 0.076 | 0 | 0.249 | 0 | 0 | 0 | 0.032
| 0.528 | 0.042 | 0.034 | 0.014 | 0.233 | 0 | 0 | 0 | 0.039
| 0.528 | 0.179 | 0.008 | 0.197 | 0.182 | 0.021 | 0 | 0.077 | 0.043
| 0.528 | 0.303 | 0.001 | 0.348 | 0.092 | 0.149 | 0 | 0.193 | 0.041
| 0.528 | 0.402 | 0 | 0.431 | 0.018 | 0.264 | 0 | 0.291 | 0.038
| 0.528 | 0.438 | 0 | 0.427 | 0.002 | 0.322 | 0 | 0.302 | 0.049
| 0.528 | 0.405 | 0 | 0.332 | 0.002 | 0.312 | 0 | 0.296 | 0.06
| 0.528 | 0.28 | 0 | 0.189 | 0.005 | 0.258 | 0.001 | 0.25 | 0.063
| 0.528 | 0.085 | 0 | 0.035 | 0.019 | 0.121 | 0.004 | 0.132 | 0.075
| 0.528 | 0 | 0.001 | 0 | 0.053 | 0.009 | 0.01 | 0.017 | 0.11
| 0.528 | 0 | 0.001 | 0 | 0.071 | 0 | 0.013 | 0 | 0.134
| 0.528 | 0 | 0 | 0 | 0.078 | 0 | 0.015 | 0 | 0.135
| 0.528 | 0 | 0 | 0 | 0.076 | 0 | 0.015 | 0 | 0.14
| 0.528 | 0 | 0 | 0 | 0.071 | 0 | 0.012 | 0 | 0.147
| 0.528 | 0 | 0 | 0 | 0.072 | 0 | 0.011 | 0 | 0.153
| 0.528 | 0 | 0 | 0 | 0.077 | 0 | 0.013 | 0 | 0.158
| 0.528 | 0 | 0 | 0 | 0.072 | 0 | 0.016 | 0 | 0.17
| 0.528 | 0 | 0.001 | 0 | 0.055 | 0 | 0.017 | 0 | 0.182
| 0.528 | 0 | 0.002 | 0 | 0.038 | 0 | 0.02 | 0 | 0.184
| 0.528 | 0 | 0.002 | 0 | 0.041 | 0 | 0.026 | 0 | 0.181
| 0.528 | 0 | 0.002 | 0 | 0.04 | 0 | 0.028 | 0 | 0.179
| 0.528 | 0 | 0.003 | 0 | 0.031 | 0 | 0.025 | 0 | 0.167
| 0.528 | 0 | 0.006 | 0 | 0.022 | 0 | 0.019 | 0 | 0.157
| 0.528 | 0 | 0.016 | 0 | 0.021 | 0 | 0.015 | 0 | 0.154
| 0.528 | 0 | 0.048 | 0 | 0.02 | 0 | 0.017 | 0 | 0.154
| 0.528 | 0.058 | 0.095 | 0.004 | 0.018 | 0 | 0.018 | 0 | 0.151
| 0.528 | 0.239 | 0.136 | 0.079 | 0.015 | 0.023 | 0.014 | 0.097 | 0.141
| 0.528 | 0.423 | 0.113 | 0.167 | 0.009 | 0.137 | 0.009 | 0.251 | 0.119
| 0.528 | 0.498 | 0.076 | 0.218 | 0.003 | 0.262 | 0.005 | 0.342 | 0.093
| 0.528 | 0.531 | 0.061 | 0.238 | 0.001 | 0.354 | 0.002 | 0.376 | 0.066
| 0.528 | 0.457 | 0.067 | 0.208 | 0.001 | 0.379 | 0 | 0.348 | 0.051
| 0.528 | 0.283 | 0.092 | 0.124 | 0.006 | 0.315 | 0 | 0.258 | 0.043
| 0.528 | 0.09 | 0.15 | 0.03 | 0.023 | 0.159 | 0 | 0.125 | 0.041
| 0.528 | 0 | 0.219 | 0 | 0.053 | 0.014 | 0 | 0.009 | 0.035
| 0.528 | 0 | 0.264 | 0 | 0.079 | 0 | 0.001 | 0 | 0.028
| 0.528 | 0 | 0.287 | 0 | 0.085 | 0 | 0.001 | 0 | 0.024
| 0.528 | 0 | 0.321 | 0 | 0.069 | 0 | 0.001 | 0 | 0.019
| 0.528 | 0 | 0.319 | 0 | 0.06 | 0 | 0.002 | 0 | 0.014
| 0.528 | 0 | 0.287 | 0 | 0.074 | 0 | 0.003 | 0 | 0.014
| 0.528 | 0 | 0.279 | 0 | 0.107 | 0 | 0.004 | 0 | 0.016
| 0.528 | 0 | 0.272 | 0 | 0.154 | 0 | 0.004 | 0 | 0.019
| 0.528 | 0 | 0.284 | 0 | 0.157 | 0 | 0.003 | 0 | 0.02
| 0.528 | 0 | 0.274 | 0 | 0.134 | 0 | 0.004 | 0 | 0.017
| 0.528 | 0 | 0.278 | 0 | 0.136 | 0 | 0.005 | 0 | 0.013
| 0.528 | 0 | 0.296 | 0 | 0.138 | 0 | 0.008 | 0 | 0.011
| 0.528 | 0 | 0.304 | 0 | 0.134 | 0 | 0.011 | 0 | 0.01
| 0.528 | 0 | 0.325 | 0 | 0.123 | 0 | 0.01 | 0 | 0.009
| 0.528 | 0 | 0.318 | 0 | 0.106 | 0 | 0.007 | 0 | 0.008
| 0.528 | 0 | 0.323 | 0 | 0.083 | 0 | 0.007 | 0 | 0.008
| 0.528 | 0.03 | 0.303 | 0.007 | 0.067 | 0 | 0.005 | 0 | 0.006
| 0.528 | 0.131 | 0.27 | 0.094 | 0.065 | 0.017 | 0.004 | 0.009 | 0.003
| 0.528 | 0.235 | 0.22 | 0.221 | 0.066 | 0.114 | 0.005 | 0.032 | 0.001
| 0.528 | 0.305 | 0.207 | 0.328 | 0.037 | 0.216 | 0.006 | 0.051 | 0
| 0.528 | 0.321 | 0.174 | 0.368 | 0.008 | 0.265 | 0.007 | 0.059 | 0
| 0.528 | 0.28 | 0.185 | 0.32 | 0.008 | 0.238 | 0.007 | 0.05 | 0
| 0.528 | 0.179 | 0.187 | 0.194 | 0.029 | 0.189 | 0.008 | 0.036 | 0
| 0.528 | 0.052 | 0.197 | 0.04 | 0.08 | 0.08 | 0.012 | 0.016 | 0
| 0.528 | 0 | 0.214 | 0 | 0.109 | 0.007 | 0.018 | 0 | 0
| 0.528 | 0 | 0.203 | 0 | 0.1 | 0 | 0.024 | 0 | 0.001
| 0.528 | 0 | 0.196 | 0 | 0.068 | 0 | 0.027 | 0 | 0.002
| 0.528 | 0 | 0.179 | 0 | 0.042 | 0 | 0.034 | 0 | 0.003
| 0.528 | 0 | 0.159 | 0 | 0.026 | 0 | 0.036 | 0 | 0.004
| 0.528 | 0 | 0.148 | 0 | 0.019 | 0 | 0.038 | 0 | 0.003
| 0.528 | 0 | 0.14 | 0 | 0.026 | 0 | 0.043 | 0 | 0.003
| 0.528 | 0 | 0.125 | 0 | 0.044 | 0 | 0.047 | 0 | 0.003
| 0.528 | 0 | 0.101 | 0 | 0.045 | 0 | 0.049 | 0 | 0.004
| 0.528 | 0 | 0.065 | 0 | 0.042 | 0 | 0.04 | 0 | 0.006
| 0.528 | 0 | 0.033 | 0 | 0.055 | 0 | 0.027 | 0 | 0.008
| 0.528 | 0 | 0.011 | 0 | 0.073 | 0 | 0.022 | 0 | 0.009
| 0.528 | 0 | 0.014 | 0 | 0.082 | 0 | 0.024 | 0 | 0.01
| 0.528 | 0 | 0.056 | 0 | 0.077 | 0 | 0.02 | 0 | 0.01
| 0.528 | 0 | 0.144 | 0 | 0.082 | 0 | 0.017 | 0 | 0.01
| 0.528 | 0 | 0.201 | 0 | 0.096 | 0 | 0.015 | 0 | 0.008
| 0.528 | 0.007 | 0.126 | 0.011 | 0.099 | 0 | 0.014 | 0 | 0.009
| 0.528 | 0.043 | 0.126 | 0.108 | 0.076 | 0.017 | 0.014 | 0.068 | 0.012
| 0.528 | 0.083 | 0.171 | 0.239 | 0.053 | 0.094 | 0.013 | 0.19 | 0.011
| 0.528 | 0.119 | 0.232 | 0.37 | 0.049 | 0.166 | 0.016 | 0.313 | 0.006
| 0.528 | 0.117 | 0.271 | 0.333 | 0.049 | 0.199 | 0.014 | 0.363 | 0.004
| 0.528 | 0.102 | 0.299 | 0.225 | 0.048 | 0.2 | 0.011 | 0.316 | 0.004
| 0.528 | 0.073 | 0.316 | 0.152 | 0.048 | 0.165 | 0.01 | 0.167 | 0.005
| 0.528 | 0.026 | 0.308 | 0.04 | 0.055 | 0.09 | 0.012 | 0.077 | 0.006
| 0.528 | 0 | 0.306 | 0 | 0.072 | 0.009 | 0.013 | 0.008 | 0.008
| 0.528 | 0 | 0.31 | 0 | 0.049 | 0 | 0.012 | 0 | 0.01
| 0.528 | 0 | 0.285 | 0 | 0.016 | 0 | 0.011 | 0 | 0.017
| 0.528 | 0 | 0.256 | 0 | 0.002 | 0 | 0.009 | 0 | 0.025
| 0.528 | 0 | 0.207 | 0 | 0.003 | 0 | 0.007 | 0 | 0.041
| 0.528 | 0 | 0.157 | 0 | 0.011 | 0 | 0.005 | 0 | 0.069
| 0.528 | 0 | 0.111 | 0 | 0.025 | 0 | 0.004 | 0 | 0.104
| 0.528 | 0 | 0.06 | 0 | 0.035 | 0 | 0.002 | 0 | 0.197
| 0.528 | 0 | 0.025 | 0 | 0.046 | 0 | 0.001 | 0 | 0.259
| 0.528 | 0 | 0.017 | 0 | 0.065 | 0 | 0.001 | 0 | 0.22
| 0.528 | 0 | 0.019 | 0 | 0.093 | 0 | 0.001 | 0 | 0.177
| 0.528 | 0 | 0.016 | 0 | 0.116 | 0 | 0 | 0 | 0.155
| 0.528 | 0 | 0.013 | 0 | 0.124 | 0 | 0 | 0 | 0.153
| 0.528 | 0 | 0.009 | 0 | 0.109 | 0 | 0 | 0 | 0.113
| 0.528 | 0 | 0.007 | 0 | 0.1 | 0 | 0 | 0 | 0.063
| 0.528 | 0 | 0.01 | 0 | 0.088 | 0 | 0 | 0 | 0.043
| 0.528 | 0.198 | 0.013 | 0.01 | 0.079 | 0 | 0 | 0.009 | 0.036
| 0.528 | 0.431 | 0.057 | 0.069 | 0.091 | 0.031 | 0 | 0.271 | 0.03
| 0.528 | 0.598 | 0.089 | 0.113 | 0.105 | 0.125 | 0 | 0.481 | 0.024
| 0.528 | 0.672 | 0.068 | 0.14 | 0.12 | 0.221 | 0 | 0.603 | 0.016
| 0.528 | 0.668 | 0.067 | 0.146 | 0.121 | 0.294 | 0 | 0.642 | 0.009
| 0.528 | 0.585 | 0.085 | 0.156 | 0.39 | 0.344 | 0 | 0.606 | 0.004
| 0.528 | 0.403 | 0.128 | 0.111 | 0.662 | 0.309 | 0 | 0.494 | 0.002
| 0.528 | 0.137 | 0.198 | 0.024 | 0.561 | 0.176 | 0 | 0.236 | 0.001
| 0.528 | 0 | 0.235 | 0 | 0.516 | 0.021 | 0.001 | 0.024 | 0
| 0.528 | 0 | 0.217 | 0 | 0.459 | 0 | 0.001 | 0 | 0.001
| 0.528 | 0 | 0.195 | 0 | 0.49 | 0 | 0.001 | 0 | 0.001
| 0.528 | 0 | 0.171 | 0 | 0.434 | 0 | 0.002 | 0 | 0.002
| 0.528 | 0 | 0.14 | 0 | 0.311 | 0 | 0.002 | 0 | 0.002
| 0.528 | 0 | 0.118 | 0 | 0.27 | 0 | 0.002 | 0 | 0.003
| 0.528 | 0 | 0.077 | 0 | 0.243 | 0 | 0.003 | 0 | 0.005
| 0.528 | 0 | 0.059 | 0 | 0.222 | 0 | 0.003 | 0 | 0.007
| 0.528 | 0 | 0.064 | 0 | 0.204 | 0 | 0.003 | 0 | 0.009
| 0.528 | 0 | 0.06 | 0 | 0.227 | 0 | 0.003 | 0 | 0.013
| 0.528 | 0 | 0.054 | 0 | 0.261 | 0 | 0.003 | 0 | 0.016
| 0.528 | 0 | 0.027 | 0 | 0.255 | 0 | 0.002 | 0 | 0.019
| 0.528 | 0 | 0.025 | 0 | 0.246 | 0 | 0.001 | 0 | 0.021
| 0.528 | 0 | 0.026 | 0 | 0.249 | 0 | 0.001 | 0 | 0.025
| 0.528 | 0 | 0.027 | 0 | 0.251 | 0 | 0 | 0 | 0.029
| 0.528 | 0 | 0.025 | 0 | 0.216 | 0 | 0 | 0 | 0.03
| 0.528 | 0.036 | 0.016 | 0.012 | 0.155 | 0 | 0 | 0.009 | 0.03
| 0.528 | 0.118 | 0.011 | 0.088 | 0.083 | 0.033 | 0 | 0.245 | 0.03
| 0.528 | 0.203 | 0.008 | 0.189 | 0.029 | 0.123 | 0 | 0.442 | 0.029
| 0.528 | 0.262 | 0.004 | 0.269 | 0.003 | 0.208 | 0 | 0.566 | 0.022
| 0.528 | 0.265 | 0.002 | 0.268 | 0 | 0.252 | 0 | 0.607 | 0.012
| 0.528 | 0.243 | 0.002 | 0.192 | 0 | 0.244 | 0 | 0.577 | 0.007
| 0.528 | 0.178 | 0.003 | 0.109 | 0 | 0.21 | 0 | 0.477 | 0.006
| 0.528 | 0.07 | 0.015 | 0.035 | 0.001 | 0.116 | 0.001 | 0.291 | 0.009
| 0.528 | 0 | 0.036 | 0 | 0.008 | 0.016 | 0.003 | 0.048 | 0.009
| 0.528 | 0 | 0.063 | 0 | 0.027 | 0 | 0.006 | 0 | 0.007
| 0.528 | 0 | 0.107 | 0 | 0.049 | 0 | 0.011 | 0 | 0.005
| 0.528 | 0 | 0.179 | 0 | 0.055 | 0 | 0.016 | 0 | 0.005
| 0.528 | 0 | 0.226 | 0 | 0.036 | 0 | 0.023 | 0 | 0.004
| 0.528 | 0 | 0.26 | 0 | 0.008 | 0 | 0.031 | 0 | 0.004
| 0.528 | 0 | 0.28 | 0 | 0 | 0 | 0.036 | 0 | 0.004
| 0.528 | 0 | 0.241 | 0 | 0 | 0 | 0.036 | 0 | 0.004
| 0.528 | 0 | 0.165 | 0 | 0.008 | 0 | 0.033 | 0 | 0.005
| 0.528 | 0 | 0.123 | 0 | 0.064 | 0 | 0.033 | 0 | 0.005
| 0.528 | 0 | 0.121 | 0 | 0.175 | 0 | 0.042 | 0 | 0.005
| 0.528 | 0 | 0.123 | 0 | 0.201 | 0 | 0.053 | 0 | 0.007
| 0.528 | 0 | 0.119 | 0 | 0.167 | 0 | 0.059 | 0 | 0.008
| 0.528 | 0 | 0.106 | 0 | 0.16 | 0 | 0.062 | 0 | 0.009
| 0.528 | 0 | 0.088 | 0 | 0.161 | 0 | 0.06 | 0 | 0.009
| 0.528 | 0 | 0.076 | 0 | 0.153 | 0 | 0.05 | 0 | 0.01
| 0.528 | 0.051 | 0.067 | 0.003 | 0.162 | 0 | 0.041 | 0.009 | 0.011
| 0.528 | 0.101 | 0.037 | 0.045 | 0.169 | 0.054 | 0.035 | 0.204 | 0.013
| 0.528 | 0.141 | 0.008 | 0.106 | 0.112 | 0.164 | 0.026 | 0.392 | 0.013
| 0.528 | 0.159 | 0.007 | 0.155 | 0.123 | 0.286 | 0.016 | 0.505 | 0.012
| 0.528 | 0.145 | 0.005 | 0.147 | 0.141 | 0.364 | 0.013 | 0.523 | 0.007
| 0.528 | 0.106 | 0.004 | 0.112 | 0.105 | 0.371 | 0.011 | 0.474 | 0.005
| 0.528 | 0.067 | 0.004 | 0.077 | 0.128 | 0.328 | 0.012 | 0.389 | 0.005
| 0.528 | 0.027 | 0.007 | 0.024 | 0.179 | 0.198 | 0.017 | 0.229 | 0.009
| 0.528 | 0 | 0.03 | 0 | 0.264 | 0.035 | 0.021 | 0.044 | 0.01
| 0.528 | 0 | 0.076 | 0 | 0.274 | 0 | 0.018 | 0 | 0.011
| 0.528 | 0 | 0.168 | 0 | 0.252 | 0 | 0.016 | 0 | 0.013
| 0.528 | 0 | 0.139 | 0 | 0.231 | 0 | 0.015 | 0 | 0.015
| 0.528 | 0 | 0.083 | 0 | 0.22 | 0 | 0.017 | 0 | 0.017
| 0.528 | 0 | 0.059 | 0 | 0.199 | 0 | 0.019 | 0 | 0.019
| 0.528 | 0 | 0.05 | 0 | 0.184 | 0 | 0.022 | 0 | 0.02
| 0.528 | 0 | 0.049 | 0 | 0.194 | 0 | 0.026 | 0 | 0.021
| 0.528 | 0 | 0.051 | 0 | 0.193 | 0 | 0.032 | 0 | 0.021
| 0.528 | 0 | 0.06 | 0 | 0.178 | 0 | 0.04 | 0 | 0.021
| 0.528 | 0 | 0.059 | 0 | 0.176 | 0 | 0.048 | 0 | 0.022
| 0.528 | 0 | 0.053 | 0 | 0.162 | 0 | 0.058 | 0 | 0.025
| 0.528 | 0 | 0.037 | 0 | 0.181 | 0 | 0.067 | 0 | 0.025
| 0.528 | 0 | 0.033 | 0 | 0.214 | 0 | 0.078 | 0 | 0.021
| 0.528 | 0 | 0.034 | 0 | 0.274 | 0 | 0.116 | 0 | 0.019
| 0.528 | 0 | 0.026 | 0 | 0.359 | 0 | 0.101 | 0 | 0.024
| 0.528 | 0.032 | 0.019 | 0.011 | 0.41 | 0 | 0.101 | 0.016 | 0.031
| 0.528 | 0.092 | 0.015 | 0.099 | 0.388 | 0.085 | 0.074 | 0.251 | 0.033
| 0.528 | 0.128 | 0.017 | 0.222 | 0.402 | 0.216 | 0.045 | 0.458 | 0.032
| 0.528 | 0.131 | 0.017 | 0.225 | 0.376 | 0.355 | 0.037 | 0.593 | 0.025
| 0.528 | 0.142 | 0.042 | 0.189 | 0.346 | 0.425 | 0.03 | 0.643 | 0.02
| 0.528 | 0.138 | 0.162 | 0.116 | 0.325 | 0.439 | 0.034 | 0.606 | 0.017
| 0.528 | 0.087 | 0.208 | 0.099 | 0.328 | 0.378 | 0.032 | 0.493 | 0.017
| 0.528 | 0.034 | 0.282 | 0.034 | 0.337 | 0.222 | 0.035 | 0.297 | 0.026
| 0.528 | 0 | 0.388 | 0 | 0.396 | 0.041 | 0.041 | 0.063 | 0.03
| 0.528 | 0 | 0.436 | 0 | 0.44 | 0 | 0.043 | 0 | 0.025
| 0.528 | 0 | 0.467 | 0 | 0.454 | 0 | 0.048 | 0 | 0.023
| 0.528 | 0 | 0.438 | 0 | 0.393 | 0 | 0.044 | 0 | 0.024
| 0.528 | 0 | 0.37 | 0 | 0.312 | 0 | 0.037 | 0 | 0.022
| 0.528 | 0 | 0.327 | 0 | 0.278 | 0 | 0.033 | 0 | 0.024
| 0.528 | 0 | 0.311 | 0 | 0.267 | 0 | 0.029 | 0 | 0.026
| 0.528 | 0 | 0.306 | 0 | 0.273 | 0 | 0.026 | 0 | 0.028
| 0.528 | 0 | 0.284 | 0 | 0.27 | 0 | 0.025 | 0 | 0.036
| 0.528 | 0 | 0.315 | 0 | 0.316 | 0 | 0.032 | 0 | 0.043
| 0.528 | 0 | 0.344 | 0 | 0.316 | 0 | 0.041 | 0 | 0.047
| 0.528 | 0 | 0.358 | 0 | 0.31 | 0 | 0.045 | 0 | 0.053
| 0.528 | 0 | 0.369 | 0 | 0.359 | 0 | 0.044 | 0 | 0.058
| 0.528 | 0 | 0.354 | 0 | 0.367 | 0 | 0.042 | 0 | 0.069
| 0.528 | 0 | 0.352 | 0 | 0.361 | 0 | 0.04 | 0 | 0.07
| 0.528 | 0 | 0.301 | 0 | 0.271 | 0 | 0.028 | 0 | 0.054
| 0.528 | 0.037 | 0.261 | 0.013 | 0.241 | 0 | 0.018 | 0.025 | 0.043
| 0.528 | 0.109 | 0.214 | 0.074 | 0.217 | 0.108 | 0.013 | 0.3 | 0.043
| 0.528 | 0.19 | 0.217 | 0.134 | 0.154 | 0.258 | 0.01 | 0.513 | 0.046
| 0.528 | 0.205 | 0.237 | 0.173 | 0.16 | 0.408 | 0.009 | 0.636 | 0.062
| 0.528 | 0.183 | 0.202 | 0.155 | 0.198 | 0.482 | 0.005 | 0.674 | 0.058
| 0.528 | 0.142 | 0.186 | 0.106 | 0.179 | 0.501 | 0.004 | 0.638 | 0.054
| 0.528 | 0.085 | 0.169 | 0.06 | 0.139 | 0.428 | 0.006 | 0.525 | 0.069
| 0.528 | 0.031 | 0.176 | 0.021 | 0.111 | 0.25 | 0.015 | 0.326 | 0.1
| 0.528 | 0 | 0.241 | 0 | 0.147 | 0.05 | 0.026 | 0.072 | 0.131
| 0.528 | 0 | 0.274 | 0 | 0.167 | 0 | 0.029 | 0 | 0.151
| 0.528 | 0 | 0.3 | 0 | 0.141 | 0 | 0.029 | 0 | 0.143
| 0.528 | 0 | 0.302 | 0 | 0.105 | 0 | 0.025 | 0 | 0.155
| 0.528 | 0 | 0.252 | 0 | 0.071 | 0 | 0.021 | 0 | 0.182
| 0.528 | 0 | 0.19 | 0 | 0.039 | 0 | 0.019 | 0 | 0.202
| 0.528 | 0 | 0.139 | 0 | 0.018 | 0 | 0.018 | 0 | 0.234
| 0.528 | 0 | 0.113 | 0 | 0.008 | 0 | 0.018 | 0 | 0.278
| 0.528 | 0 | 0.105 | 0 | 0.003 | 0 | 0.018 | 0 | 0.309
| 0.528 | 0 | 0.142 | 0 | 0.004 | 0 | 0.021 | 0 | 0.318
| 0.528 | 0 | 0.138 | 0 | 0.009 | 0 | 0.023 | 0 | 0.316
| 0.528 | 0 | 0.137 | 0 | 0.019 | 0 | 0.022 | 0 | 0.287
| 0.528 | 0 | 0.124 | 0 | 0.026 | 0 | 0.022 | 0 | 0.255
| 0.528 | 0 | 0.107 | 0 | 0.032 | 0 | 0.02 | 0 | 0.227
| 0.528 | 0 | 0.093 | 0 | 0.034 | 0 | 0.019 | 0 | 0.205
| 0.528 | 0 | 0.067 | 0 | 0.036 | 0 | 0.017 | 0 | 0.177
| 0.528 | 0.06 | 0.048 | 0.066 | 0.039 | 0 | 0.016 | 0.035 | 0.168
| 0.528 | 0.175 | 0.027 | 0.257 | 0.032 | 0.217 | 0.015 | 0.327 | 0.162
| 0.528 | 0.281 | 0.028 | 0.439 | 0.013 | 0.382 | 0.013 | 0.543 | 0.149
| 0.528 | 0.276 | 0.044 | 0.456 | 0.001 | 0.534 | 0.013 | 0.664 | 0.13
| 0.528 | 0.255 | 0.037 | 0.401 | 0 | 0.596 | 0.014 | 0.703 | 0.106
| 0.528 | 0.208 | 0.037 | 0.308 | 0 | 0.572 | 0.012 | 0.666 | 0.1
| 0.528 | 0.151 | 0.045 | 0.18 | 0 | 0.468 | 0.009 | 0.551 | 0.101
| 0.528 | 0.059 | 0.053 | 0.052 | 0.001 | 0.282 | 0.013 | 0.349 | 0.118
| 0.528 | 0.003 | 0.082 | 0 | 0.004 | 0.059 | 0.017 | 0.088 | 0.122
| 0.528 | 0 | 0.112 | 0 | 0.009 | 0 | 0.017 | 0 | 0.117
| 0.528 | 0 | 0.118 | 0 | 0.021 | 0 | 0.017 | 0 | 0.115
| 0.528 | 0 | 0.101 | 0 | 0.022 | 0 | 0.019 | 0 | 0.108
| 0.528 | 0 | 0.068 | 0 | 0.012 | 0 | 0.021 | 0 | 0.108
| 0.528 | 0 | 0.048 | 0 | 0.005 | 0 | 0.024 | 0 | 0.115
| 0.528 | 0 | 0.039 | 0 | 0.001 | 0 | 0.034 | 0 | 0.113
| 0.528 | 0 | 0.033 | 0 | 0 | 0 | 0.041 | 0 | 0.105
| 0.528 | 0 | 0.039 | 0 | 0 | 0 | 0.049 | 0 | 0.118
| 0.528 | 0 | 0.054 | 0 | 0 | 0 | 0.058 | 0 | 0.139
| 0.528 | 0 | 0.06 | 0 | 0 | 0 | 0.062 | 0 | 0.153
| 0.528 | 0 | 0.058 | 0 | 0.001 | 0 | 0.057 | 0 | 0.156
| 0.528 | 0 | 0.047 | 0 | 0.002 | 0 | 0.049 | 0 | 0.157
| 0.528 | 0 | 0.036 | 0 | 0.002 | 0 | 0.049 | 0 | 0.155
| 0.528 | 0 | 0.029 | 0 | 0.003 | 0 | 0.047 | 0 | 0.151
| 0.528 | 0 | 0.018 | 0 | 0.007 | 0 | 0.039 | 0 | 0.137
| 0.528 | 0.12 | 0.007 | 0.108 | 0.035 | 0 | 0.033 | 0.04 | 0.125
| 0.528 | 0.329 | 0.003 | 0.31 | 0.099 | 0.169 | 0.028 | 0.33 | 0.112
| 0.528 | 0.52 | 0.001 | 0.487 | 0.114 | 0.394 | 0.023 | 0.546 | 0.102
| 0.528 | 0.65 | 0 | 0.59 | 0.046 | 0.548 | 0.018 | 0.667 | 0.084
| 0.528 | 0.687 | 0 | 0.591 | 0.004 | 0.613 | 0.015 | 0.706 | 0.056
| 0.528 | 0.642 | 0 | 0.516 | 0.001 | 0.596 | 0.007 | 0.672 | 0.043
| 0.528 | 0.486 | 0 | 0.362 | 0.003 | 0.499 | 0.005 | 0.561 | 0.045
| 0.528 | 0.238 | 0.001 | 0.14 | 0.015 | 0.313 | 0.01 | 0.364 | 0.055
| 0.528 | 0.019 | 0.001 | 0 | 0.064 | 0.073 | 0.01 | 0.1 | 0.059
| 0.528 | 0 | 0.002 | 0 | 0.157 | 0 | 0.006 | 0 | 0.054
| 0.528 | 0 | 0.003 | 0 | 0.264 | 0 | 0.004 | 0 | 0.049
| 0.528 | 0 | 0.01 | 0 | 0.341 | 0 | 0.002 | 0 | 0.048
| 0.528 | 0 | 0.043 | 0 | 0.346 | 0 | 0.001 | 0 | 0.043
| 0.528 | 0 | 0.112 | 0 | 0.355 | 0 | 0.001 | 0 | 0.037
| 0.528 | 0 | 0.225 | 0 | 0.357 | 0 | 0.001 | 0 | 0.032
| 0.528 | 0 | 0.321 | 0 | 0.367 | 0 | 0.001 | 0 | 0.027
| 0.528 | 0 | 0.394 | 0 | 0.439 | 0 | 0 | 0 | 0.024
| 0.528 | 0 | 0.416 | 0 | 0.494 | 0 | 0 | 0 | 0.021
| 0.528 | 0 | 0.361 | 0 | 0.504 | 0 | 0 | 0 | 0.021
| 0.528 | 0 | 0.308 | 0 | 0.51 | 0 | 0 | 0 | 0.022
| 0.528 | 0 | 0.287 | 0 | 0.626 | 0 | 0 | 0 | 0.022
| 0.528 | 0 | 0.265 | 0 | 0.755 | 0 | 0 | 0 | 0.02
| 0.528 | 0 | 0.253 | 0 | 0.692 | 0 | 0 | 0 | 0.018
| 0.528 | 0 | 0.232 | 0 | 0.605 | 0 | 0 | 0 | 0.017
| 0.528 | 0.222 | 0.193 | 0.112 | 0.425 | 0 | 0 | 0.053 | 0.015
| 0.528 | 0.47 | 0.137 | 0.277 | 0.278 | 0.141 | 0 | 0.352 | 0.015
| 0.528 | 0.647 | 0.074 | 0.399 | 0.171 | 0.345 | 0 | 0.565 | 0.014
| 0.528 | 0.727 | 0.049 | 0.512 | 0.082 | 0.5 | 0 | 0.687 | 0.012
| 0.528 | 0.722 | 0.053 | 0.47 | 0.045 | 0.569 | 0 | 0.725 | 0.008
| 0.528 | 0.644 | 0.049 | 0.357 | 0.028 | 0.556 | 0 | 0.689 | 0.004
| 0.528 | 0.503 | 0.047 | 0.208 | 0.015 | 0.464 | 0 | 0.575 | 0.004
| 0.528 | 0.242 | 0.08 | 0.069 | 0.013 | 0.287 | 0 | 0.377 | 0.006
| 0.528 | 0.013 | 0.165 | 0 | 0.019 | 0.051 | 0 | 0.108 | 0.006
| 0.528 | 0 | 0.225 | 0 | 0.039 | 0 | 0 | 0 | 0.006
| 0.528 | 0 | 0.233 | 0 | 0.073 | 0 | 0.001 | 0 | 0.006
| 0.528 | 0 | 0.229 | 0 | 0.084 | 0 | 0.002 | 0 | 0.008
| 0.528 | 0 | 0.206 | 0 | 0.094 | 0 | 0.004 | 0 | 0.009
| 0.528 | 0 | 0.117 | 0 | 0.12 | 0 | 0.005 | 0 | 0.011
| 0.528 | 0 | 0.077 | 0 | 0.14 | 0 | 0.004 | 0 | 0.012
| 0.528 | 0 | 0.055 | 0 | 0.119 | 0 | 0.003 | 0 | 0.013
| 0.528 | 0 | 0.035 | 0 | 0.096 | 0 | 0.004 | 0 | 0.014
| 0.528 | 0 | 0.017 | 0 | 0.103 | 0 | 0.007 | 0 | 0.013
| 0.528 | 0 | 0.005 | 0 | 0.133 | 0 | 0.009 | 0 | 0.012
| 0.528 | 0 | 0.002 | 0 | 0.177 | 0 | 0.009 | 0 | 0.014
| 0.528 | 0 | 0.015 | 0 | 0.212 | 0 | 0.009 | 0 | 0.015
| 0.528 | 0 | 0.067 | 0 | 0.22 | 0 | 0.008 | 0 | 0.016
| 0.528 | 0 | 0.125 | 0 | 0.208 | 0 | 0.008 | 0 | 0.017
| 0.528 | 0 | 0.149 | 0 | 0.167 | 0 | 0.009 | 0 | 0.02
| 0.528 | 0.058 | 0.144 | 0.027 | 0.117 | 0 | 0.012 | 0.062 | 0.024
| 0.528 | 0.15 | 0.096 | 0.088 | 0.071 | 0.046 | 0.016 | 0.359 | 0.028
| 0.528 | 0.226 | 0.027 | 0.148 | 0.017 | 0.141 | 0.02 | 0.571 | 0.034
| 0.528 | 0.258 | 0.025 | 0.194 | 0.005 | 0.233 | 0.023 | 0.691 | 0.038
| 0.528 | 0.236 | 0.048 | 0.213 | 0.006 | 0.278 | 0.021 | 0.728 | 0.03
| 0.528 | 0.185 | 0.061 | 0.203 | 0.011 | 0.262 | 0.013 | 0.697 | 0.028
| 0.528 | 0.14 | 0.072 | 0.166 | 0.016 | 0.204 | 0.015 | 0.58 | 0.034
| 0.528 | 0.055 | 0.074 | 0.057 | 0.024 | 0.113 | 0.029 | 0.381 | 0.049
| 0.528 | 0.003 | 0.106 | 0 | 0.051 | 0.026 | 0.043 | 0.112 | 0.068
| 0.528 | 0 | 0.154 | 0 | 0.081 | 0 | 0.046 | 0 | 0.076
| 0.528 | 0 | 0.152 | 0 | 0.085 | 0 | 0.045 | 0 | 0.064
| 0.528 | 0 | 0.148 | 0 | 0.063 | 0 | 0.047 | 0 | 0.054
| 0.528 | 0 | 0.136 | 0 | 0.035 | 0 | 0.046 | 0 | 0.054
| 0.528 | 0 | 0.13 | 0 | 0.014 | 0 | 0.044 | 0 | 0.052
| 0.528 | 0 | 0.128 | 0 | 0.005 | 0 | 0.044 | 0 | 0.054
| 0.528 | 0 | 0.125 | 0 | 0.002 | 0 | 0.046 | 0 | 0.047
| 0.528 | 0 | 0.126 | 0 | 0.001 | 0 | 0.049 | 0 | 0.05
| 0.528 | 0 | 0.125 | 0 | 0.001 | 0 | 0.051 | 0 | 0.052
| 0.528 | 0 | 0.124 | 0 | 0.002 | 0 | 0.053 | 0 | 0.053
| 0.528 | 0 | 0.119 | 0 | 0.003 | 0 | 0.05 | 0 | 0.052
| 0.528 | 0 | 0.113 | 0 | 0.002 | 0 | 0.044 | 0 | 0.05
| 0.528 | 0 | 0.102 | 0 | 0.001 | 0 | 0.037 | 0 | 0.048
| 0.528 | 0 | 0.087 | 0 | 0 | 0 | 0.033 | 0 | 0.05
| 0.528 | 0 | 0.07 | 0 | 0 | 0 | 0.029 | 0 | 0.059
| 0.528 | 0.073 | 0.053 | 0.027 | 0 | 0 | 0.027 | 0.061 | 0.068
| 0.528 | 0.22 | 0.033 | 0.087 | 0 | 0.061 | 0.025 | 0.334 | 0.074
| 0.528 | 0.348 | 0.034 | 0.152 | 0 | 0.201 | 0.023 | 0.554 | 0.075
| 0.528 | 0.397 | 0.042 | 0.2 | 0 | 0.332 | 0.022 | 0.678 | 0.049
| 0.528 | 0.39 | 0.034 | 0.205 | 0 | 0.356 | 0.022 | 0.726 | 0.027
| 0.528 | 0.329 | 0.026 | 0.162 | 0 | 0.302 | 0.016 | 0.69 | 0.025
| 0.528 | 0.224 | 0.02 | 0.114 | 0.001 | 0.2 | 0.013 | 0.577 | 0.026
| 0.528 | 0.093 | 0.023 | 0.041 | 0.005 | 0.098 | 0.019 | 0.38 | 0.03
| 0.528 | 0.006 | 0.043 | 0 | 0.011 | 0.023 | 0.03 | 0.113 | 0.037
| 0.528 | 0 | 0.074 | 0 | 0.016 | 0 | 0.032 | 0 | 0.035
| 0.528 | 0 | 0.093 | 0 | 0.017 | 0 | 0.031 | 0 | 0.031
| 0.528 | 0 | 0.101 | 0 | 0.011 | 0 | 0.027 | 0 | 0.03
| 0.528 | 0 | 0.103 | 0 | 0.007 | 0 | 0.024 | 0 | 0.031
| 0.528 | 0 | 0.102 | 0 | 0.004 | 0 | 0.024 | 0 | 0.032
| 0.528 | 0 | 0.1 | 0 | 0.002 | 0 | 0.027 | 0 | 0.033
| 0.528 | 0 | 0.096 | 0 | 0.001 | 0 | 0.028 | 0 | 0.034
| 0.528 | 0 | 0.085 | 0 | 0.001 | 0 | 0.029 | 0 | 0.034
| 0.528 | 0 | 0.087 | 0 | 0.003 | 0 | 0.037 | 0 | 0.034
| 0.528 | 0 | 0.096 | 0 | 0.009 | 0 | 0.045 | 0 | 0.034
| 0.528 | 0 | 0.087 | 0 | 0.02 | 0 | 0.055 | 0 | 0.034
| 0.528 | 0 | 0.07 | 0 | 0.028 | 0 | 0.064 | 0 | 0.035
| 0.528 | 0 | 0.061 | 0 | 0.034 | 0 | 0.059 | 0 | 0.037
| 0.528 | 0 | 0.058 | 0 | 0.035 | 0 | 0.061 | 0 | 0.04
| 0.528 | 0 | 0.057 | 0 | 0.021 | 0 | 0.051 | 0 | 0.045
| 0.528 | 0.099 | 0.054 | 0.017 | 0.011 | 0 | 0.046 | 0.051 | 0.051
| 0.528 | 0.26 | 0.029 | 0.062 | 0.004 | 0.089 | 0.046 | 0.252 | 0.058
| 0.528 | 0.404 | 0.022 | 0.112 | 0.001 | 0.241 | 0.045 | 0.461 | 0.053
| 0.528 | 0.45 | 0.02 | 0.146 | 0.001 | 0.397 | 0.042 | 0.61 | 0.033
| 0.528 | 0.443 | 0.017 | 0.151 | 0.002 | 0.485 | 0.039 | 0.667 | 0.019
| 0.528 | 0.367 | 0.014 | 0.131 | 0.003 | 0.485 | 0.041 | 0.644 | 0.028
| 0.528 | 0.232 | 0.014 | 0.093 | 0.006 | 0.387 | 0.048 | 0.535 | 0.025
| 0.528 | 0.094 | 0.019 | 0.037 | 0.009 | 0.214 | 0.059 | 0.339 | 0.021
| 0.528 | 0.006 | 0.035 | 0 | 0.014 | 0.061 | 0.082 | 0.081 | 0.028
| 0.528 | 0 | 0.07 | 0 | 0.026 | 0 | 0.106 | 0 | 0.032
| 0.528 | 0 | 0.093 | 0 | 0.035 | 0 | 0.111 | 0 | 0.036
| 0.528 | 0 | 0.095 | 0 | 0.027 | 0 | 0.103 | 0 | 0.037
| 0.528 | 0 | 0.099 | 0 | 0.015 | 0 | 0.093 | 0 | 0.04
| 0.528 | 0 | 0.089 | 0 | 0.007 | 0 | 0.076 | 0 | 0.046
| 0.528 | 0 | 0.084 | 0 | 0.002 | 0 | 0.062 | 0 | 0.055
| 0.528 | 0 | 0.086 | 0 | 0.001 | 0 | 0.059 | 0 | 0.066
| 0.528 | 0 | 0.079 | 0 | 0.001 | 0 | 0.063 | 0 | 0.082
| 0.528 | 0 | 0.056 | 0 | 0 | 0 | 0.078 | 0 | 0.101
| 0.528 | 0 | 0.047 | 0 | 0 | 0 | 0.097 | 0 | 0.128
| 0.528 | 0 | 0.048 | 0 | 0 | 0 | 0.114 | 0 | 0.162
| 0.528 | 0 | 0.05 | 0 | 0.001 | 0 | 0.126 | 0 | 0.196
| 0.528 | 0 | 0.049 | 0 | 0.004 | 0 | 0.139 | 0 | 0.211
| 0.528 | 0 | 0.035 | 0 | 0.013 | 0 | 0.159 | 0 | 0.203
| 0.528 | 0 | 0.039 | 0 | 0.022 | 0 | 0.142 | 0 | 0.203
| 0.528 | 0.022 | 0.066 | 0.076 | 0.024 | 0.001 | 0.134 | 0.007 | 0.209
| 0.528 | 0.059 | 0.093 | 0.228 | 0.021 | 0.225 | 0.146 | 0.047 | 0.21
| 0.528 | 0.083 | 0.126 | 0.375 | 0.001 | 0.462 | 0.168 | 0.103 | 0.198
| 0.528 | 0.109 | 0.175 | 0.462 | 0 | 0.607 | 0.153 | 0.142 | 0.196
| 0.528 | 0.096 | 0.198 | 0.457 | 0 | 0.661 | 0.123 | 0.146 | 0.227
| 0.528 | 0.065 | 0.251 | 0.343 | 0.002 | 0.644 | 0.208 | 0.094 | 0.253
| 0.528 | 0.036 | 0.29 | 0.211 | 0.005 | 0.556 | 0.274 | 0.057 | 0.233
| 0.528 | 0.013 | 0.291 | 0.072 | 0.011 | 0.357 | 0.302 | 0.029 | 0.206
| 0.528 | 0 | 0.224 | 0.003 | 0.034 | 0.105 | 0.358 | 0.006 | 0.191
| 0.528 | 0 | 0.224 | 0 | 0.061 | 0 | 0.381 | 0 | 0.202
| 0.528 | 0 | 0.243 | 0 | 0.046 | 0 | 0.367 | 0 | 0.22
| 0.528 | 0 | 0.219 | 0 | 0.015 | 0 | 0.336 | 0 | 0.231
| 0.528 | 0 | 0.189 | 0 | 0.007 | 0 | 0.272 | 0 | 0.22
| 0.528 | 0 | 0.158 | 0 | 0.005 | 0 | 0.23 | 0 | 0.195
| 0.528 | 0 | 0.141 | 0 | 0.003 | 0 | 0.211 | 0 | 0.169
| 0.528 | 0 | 0.132 | 0 | 0.001 | 0 | 0.18 | 0 | 0.139
| 0.528 | 0 | 0.113 | 0 | 0.001 | 0 | 0.159 | 0 | 0.101
| 0.528 | 0 | 0.1 | 0 | 0 | 0 | 0.168 | 0 | 0.076
| 0.528 | 0 | 0.087 | 0 | 0 | 0 | 0.178 | 0 | 0.063
| 0.528 | 0 | 0.076 | 0 | 0 | 0 | 0.17 | 0 | 0.055
| 0.528 | 0 | 0.071 | 0 | 0 | 0 | 0.153 | 0 | 0.042
| 0.528 | 0 | 0.067 | 0 | 0 | 0 | 0.126 | 0 | 0.034
| 0.528 | 0 | 0.072 | 0 | 0 | 0 | 0.106 | 0 | 0.028
| 0.528 | 0 | 0.073 | 0 | 0.001 | 0 | 0.085 | 0 | 0.028
| 0.528 | 0.044 | 0.061 | 0.174 | 0.009 | 0.003 | 0.067 | 0.009 | 0.035
| 0.528 | 0.136 | 0.046 | 0.413 | 0.037 | 0.188 | 0.05 | 0.06 | 0.03
| 0.528 | 0.183 | 0.045 | 0.576 | 0.077 | 0.294 | 0.045 | 0.115 | 0.023
| 0.528 | 0.211 | 0.028 | 0.622 | 0.045 | 0.346 | 0.036 | 0.145 | 0.032
| 0.528 | 0.183 | 0.013 | 0.572 | 0.038 | 0.367 | 0.024 | 0.147 | 0.058
| 0.528 | 0.135 | 0.006 | 0.442 | 0.072 | 0.34 | 0.035 | 0.129 | 0.101
| 0.528 | 0.097 | 0.007 | 0.268 | 0.104 | 0.296 | 0.046 | 0.091 | 0.167
| 0.528 | 0.044 | 0.012 | 0.107 | 0.152 | 0.18 | 0.054 | 0.049 | 0.216
| 0.528 | 0.002 | 0.016 | 0.005 | 0.229 | 0.056 | 0.053 | 0.009 | 0.237
| 0.528 | 0 | 0.023 | 0 | 0.255 | 0 | 0.079 | 0 | 0.278
| 0.528 | 0 | 0.029 | 0 | 0.249 | 0 | 0.105 | 0 | 0.283
| 0.528 | 0 | 0.043 | 0 | 0.234 | 0 | 0.104 | 0 | 0.27
| 0.528 | 0 | 0.051 | 0 | 0.219 | 0 | 0.094 | 0 | 0.202
| 0.528 | 0 | 0.067 | 0 | 0.207 | 0 | 0.089 | 0 | 0.14
| 0.528 | 0 | 0.07 | 0 | 0.188 | 0 | 0.097 | 0 | 0.074
| 0.528 | 0 | 0.059 | 0 | 0.163 | 0 | 0.084 | 0 | 0.049
| 0.528 | 0 | 0.033 | 0 | 0.159 | 0 | 0.068 | 0 | 0.038
| 0.528 | 0 | 0.007 | 0 | 0.146 | 0 | 0.06 | 0 | 0.03
| 0.528 | 0 | 0.001 | 0 | 0.137 | 0 | 0.049 | 0 | 0.012
| 0.528 | 0 | 0 | 0 | 0.138 | 0 | 0.043 | 0 | 0.002
| 0.528 | 0 | 0 | 0 | 0.145 | 0 | 0.041 | 0 | 0.004
| 0.528 | 0 | 0 | 0 | 0.146 | 0 | 0.026 | 0 | 0.009
| 0.528 | 0 | 0.005 | 0 | 0.126 | 0 | 0.013 | 0 | 0.012
| 0.528 | 0 | 0.055 | 0 | 0.086 | 0 | 0.004 | 0 | 0.008
| 0.528 | 0.057 | 0.155 | 0.016 | 0.051 | 0.003 | 0 | 0.041 | 0.007
| 0.528 | 0.122 | 0.14 | 0.064 | 0.047 | 0.157 | 0 | 0.151 | 0.005
| 0.528 | 0.13 | 0.082 | 0.1 | 0.02 | 0.344 | 0 | 0.263 | 0.003
| 0.528 | 0.175 | 0.089 | 0.112 | 0.003 | 0.504 | 0 | 0.408 | 0.001
| 0.528 | 0.263 | 0.138 | 0.116 | 0.003 | 0.612 | 0 | 0.653 | 0
| 0.528 | 0.267 | 0.237 | 0.119 | 0.013 | 0.614 | 0.003 | 0.673 | 0
| 0.528 | 0.3 | 0.304 | 0.086 | 0.02 | 0.53 | 0.009 | 0.565 | 0
| 0.528 | 0.13 | 0.379 | 0.043 | 0.017 | 0.339 | 0.013 | 0.378 | 0
| 0.528 | 0.01 | 0.459 | 0.006 | 0.017 | 0.095 | 0.023 | 0.12 | 0.001
| 0.528 | 0 | 0.442 | 0 | 0.014 | 0 | 0.031 | 0 | 0.003
| 0.528 | 0 | 0.355 | 0 | 0.004 | 0 | 0.033 | 0 | 0.008
| 0.528 | 0 | 0.212 | 0 | 0.001 | 0 | 0.024 | 0 | 0.013
| 0.528 | 0 | 0.084 | 0 | 0.01 | 0 | 0.017 | 0 | 0.021
| 0.528 | 0 | 0.018 | 0 | 0.027 | 0 | 0.014 | 0 | 0.03
| 0.528 | 0 | 0.001 | 0 | 0.045 | 0 | 0.013 | 0 | 0.041
| 0.528 | 0 | 0 | 0 | 0.051 | 0 | 0.014 | 0 | 0.05
| 0.528 | 0 | 0 | 0 | 0.045 | 0 | 0.017 | 0 | 0.059
| 0.528 | 0 | 0.003 | 0 | 0.032 | 0 | 0.026 | 0 | 0.063
| 0.528 | 0 | 0.007 | 0 | 0.022 | 0 | 0.04 | 0 | 0.064
| 0.528 | 0 | 0.007 | 0 | 0.013 | 0 | 0.054 | 0 | 0.061
| 0.528 | 0 | 0.005 | 0 | 0.005 | 0 | 0.065 | 0 | 0.053
| 0.528 | 0 | 0.004 | 0 | 0.001 | 0 | 0.073 | 0 | 0.046
| 0.528 | 0 | 0.003 | 0 | 0.001 | 0 | 0.08 | 0 | 0.039
| 0.528 | 0 | 0.001 | 0 | 0.003 | 0 | 0.091 | 0 | 0.038
| 0.528 | 0.056 | 0.002 | 0.136 | 0.004 | 0 | 0.111 | 0.007 | 0.032
| 0.528 | 0.14 | 0.007 | 0.369 | 0.002 | 0.08 | 0.115 | 0.055 | 0.02
| 0.528 | 0.219 | 0.006 | 0.518 | 0 | 0.253 | 0.157 | 0.111 | 0.009
| 0.528 | 0.251 | 0.005 | 0.566 | 0 | 0.397 | 0.132 | 0.159 | 0.003
| 0.528 | 0.176 | 0.007 | 0.526 | 0 | 0.268 | 0.114 | 0.175 | 0.003
| 0.528 | 0.116 | 0.018 | 0.414 | 0 | 0.15 | 0.096 | 0.206 | 0.008
| 0.528 | 0.061 | 0.055 | 0.314 | 0 | 0.102 | 0.084 | 0.151 | 0.015
| 0.528 | 0.034 | 0.282 | 0.134 | 0.001 | 0.051 | 0.07 | 0.075 | 0.022
| 0.528 | 0.01 | 0.401 | 0.009 | 0.022 | 0.018 | 0.063 | 0.018 | 0.029
| 0.528 | 0 | 0.418 | 0 | 0.079 | 0 | 0.056 | 0 | 0.051
| 0.528 | 0 | 0.432 | 0 | 0.147 | 0 | 0.06 | 0 | 0.095
| 0.528 | 0 | 0.367 | 0 | 0.192 | 0 | 0.069 | 0 | 0.131
| 0.528 | 0 | 0.356 | 0 | 0.221 | 0 | 0.048 | 0 | 0.14
| 0.528 | 0 | 0.31 | 0 | 0.251 | 0 | 0.041 | 0 | 0.127
| 0.528 | 0 | 0.297 | 0 | 0.242 | 0 | 0.038 | 0 | 0.233
| 0.528 | 0 | 0.192 | 0 | 0.21 | 0 | 0.039 | 0 | 0.283
| 0.528 | 0 | 0.182 | 0 | 0.166 | 0 | 0.049 | 0 | 0.328
| 0.528 | 0 | 0.194 | 0 | 0.117 | 0 | 0.054 | 0 | 0.274
| 0.528 | 0 | 0.179 | 0 | 0.081 | 0 | 0.07 | 0 | 0.36
| 0.528 | 0 | 0.13 | 0 | 0.064 | 0 | 0.082 | 0 | 0.45
| 0.528 | 0 | 0.115 | 0 | 0.047 | 0 | 0.084 | 0 | 0.482
| 0.528 | 0 | 0.102 | 0 | 0.026 | 0 | 0.083 | 0 | 0.453
| 0.528 | 0 | 0.111 | 0 | 0.017 | 0 | 0.093 | 0 | 0.367
| 0.528 | 0 | 0.138 | 0 | 0.012 | 0 | 0.114 | 0 | 0.366
| 0.528 | 0.026 | 0.186 | 0.039 | 0.016 | 0 | 0.131 | 0.006 | 0.296
| 0.528 | 0.067 | 0.156 | 0.098 | 0.003 | 0.017 | 0.121 | 0.047 | 0.199
| 0.528 | 0.095 | 0.074 | 0.138 | 0.002 | 0.065 | 0.097 | 0.087 | 0.122
| 0.528 | 0.137 | 0.014 | 0.148 | 0.003 | 0.127 | 0.063 | 0.1 | 0.106
| 0.528 | 0.157 | 0 | 0.12 | 0.005 | 0.162 | 0.033 | 0.104 | 0.236
| 0.528 | 0.147 | 0.001 | 0.09 | 0.012 | 0.126 | 0.034 | 0.126 | 0.344
| 0.528 | 0.121 | 0.017 | 0.055 | 0.011 | 0.092 | 0.073 | 0.114 | 0.234
| 0.528 | 0.075 | 0.12 | 0.022 | 0.004 | 0.135 | 0.148 | 0.074 | 0.127
| 0.528 | 0.008 | 0.325 | 0 | 0.002 | 0.072 | 0.229 | 0.025 | 0.088
| 0.528 | 0 | 0.501 | 0 | 0.001 | 0 | 0.183 | 0 | 0.061
| 0.528 | 0 | 0.627 | 0 | 0 | 0 | 0.144 | 0 | 0.037
| 0.528 | 0 | 0.661 | 0 | 0.001 | 0 | 0.167 | 0 | 0.033
| 0.528 | 0 | 0.649 | 0 | 0.002 | 0 | 0.308 | 0 | 0.038
| 0.528 | 0 | 0.61 | 0 | 0.004 | 0 | 0.47 | 0 | 0.05
| 0.528 | 0 | 0.553 | 0 | 0.01 | 0 | 0.494 | 0 | 0.073
| 0.528 | 0 | 0.47 | 0 | 0.027 | 0 | 0.508 | 0 | 0.078
| 0.528 | 0 | 0.356 | 0 | 0.078 | 0 | 0.521 | 0 | 0.086
| 0.528 | 0 | 0.284 | 0 | 0.131 | 0 | 0.497 | 0 | 0.09
| 0.528 | 0 | 0.272 | 0 | 0.18 | 0 | 0.479 | 0 | 0.093
| 0.528 | 0 | 0.248 | 0 | 0.167 | 0 | 0.488 | 0 | 0.117
| 0.528 | 0 | 0.233 | 0 | 0.135 | 0 | 0.481 | 0 | 0.122
| 0.528 | 0 | 0.223 | 0 | 0.088 | 0 | 0.453 | 0 | 0.135
| 0.528 | 0 | 0.199 | 0 | 0.043 | 0 | 0.454 | 0 | 0.148
| 0.528 | 0.003 | 0.139 | 0 | 0.03 | 0 | 0.453 | 0 | 0.145
| 0.528 | 0.07 | 0.09 | 0.151 | 0.06 | 0.004 | 0.466 | 0.014 | 0.163
| 0.528 | 0.183 | 0.044 | 0.358 | 0.056 | 0.095 | 0.46 | 0.08 | 0.159
| 0.528 | 0.369 | 0.016 | 0.504 | 0.008 | 0.207 | 0.422 | 0.201 | 0.132
| 0.528 | 0.487 | 0.005 | 0.575 | 0 | 0.301 | 0.41 | 0.328 | 0.167
| 0.528 | 0.553 | 0.001 | 0.571 | 0 | 0.345 | 0.405 | 0.367 | 0.294
| 0.528 | 0.581 | 0 | 0.513 | 0.004 | 0.294 | 0.557 | 0.374 | 0.333
| 0.528 | 0.464 | 0.002 | 0.401 | 0.019 | 0.204 | 0.593 | 0.304 | 0.376
| 0.528 | 0.247 | 0.041 | 0.222 | 0.082 | 0.1 | 0.615 | 0.167 | 0.453
| 0.528 | 0.032 | 0.135 | 0.022 | 0.216 | 0.032 | 0.614 | 0.065 | 0.521
| 0.528 | 0 | 0.211 | 0 | 0.332 | 0 | 0.568 | 0 | 0.599
| 0.528 | 0 | 0.25 | 0 | 0.358 | 0 | 0.506 | 0 | 0.615
| 0.528 | 0 | 0.217 | 0 | 0.413 | 0 | 0.436 | 0 | 0.55
| 0.528 | 0 | 0.254 | 0 | 0.345 | 0 | 0.369 | 0 | 0.438
| 0.528 | 0 | 0.279 | 0 | 0.268 | 0 | 0.311 | 0 | 0.35
| 0.528 | 0 | 0.252 | 0 | 0.129 | 0 | 0.286 | 0 | 0.255
| 0.528 | 0 | 0.233 | 0 | 0.054 | 0 | 0.248 | 0 | 0.144
| 0.528 | 0 | 0.215 | 0 | 0.026 | 0 | 0.166 | 0 | 0.042
| 0.528 | 0 | 0.153 | 0 | 0.017 | 0 | 0.124 | 0 | 0.01
| 0.528 | 0 | 0.058 | 0 | 0.022 | 0 | 0.094 | 0 | 0
| 0.528 | 0 | 0.035 | 0 | 0.046 | 0 | 0.085 | 0 | 0
| 0.528 | 0 | 0.021 | 0 | 0.039 | 0 | 0.079 | 0 | 0.003
| 0.528 | 0 | 0.005 | 0 | 0.008 | 0 | 0.092 | 0 | 0.01
| 0.528 | 0 | 0.008 | 0 | 0.001 | 0 | 0.113 | 0 | 0.032
| 0.528 | 0 | 0.047 | 0 | 0.007 | 0 | 0.124 | 0 | 0.032
| 0.528 | 0.028 | 0.062 | 0.061 | 0.008 | 0.003 | 0.118 | 0.015 | 0.018
| 0.528 | 0.064 | 0.117 | 0.169 | 0 | 0.074 | 0.117 | 0.087 | 0.004
| 0.528 | 0.105 | 0.256 | 0.274 | 0 | 0.173 | 0.085 | 0.194 | 0.002
| 0.528 | 0.184 | 0.38 | 0.318 | 0 | 0.261 | 0.046 | 0.285 | 0.012
| 0.528 | 0.253 | 0.672 | 0.283 | 0 | 0.306 | 0.026 | 0.361 | 0.034
| 0.528 | 0.236 | 0.739 | 0.201 | 0 | 0.3 | 0.017 | 0.331 | 0.061
| 0.528 | 0.204 | 0.744 | 0.113 | 0 | 0.261 | 0.014 | 0.256 | 0.113
| 0.528 | 0.144 | 0.606 | 0.038 | 0 | 0.185 | 0.02 | 0.137 | 0.196
| 0.528 | 0.034 | 0.466 | 0.002 | 0.001 | 0.056 | 0.037 | 0.026 | 0.237
| 0.528 | 0 | 0.351 | 0 | 0.003 | 0 | 0.046 | 0 | 0.256
| 0.528 | 0 | 0.261 | 0 | 0.009 | 0 | 0.054 | 0 | 0.276
| 0.528 | 0 | 0.28 | 0 | 0.025 | 0 | 0.049 | 0 | 0.284
| 0.528 | 0 | 0.305 | 0 | 0.038 | 0 | 0.05 | 0 | 0.258
| 0.528 | 0 | 0.311 | 0 | 0.036 | 0 | 0.055 | 0 | 0.199
| 0.528 | 0 | 0.422 | 0 | 0.026 | 0 | 0.06 | 0 | 0.141
| 0.528 | 0 | 0.299 | 0 | 0.014 | 0 | 0.061 | 0 | 0.101
| 0.528 | 0 | 0.227 | 0 | 0.012 | 0 | 0.064 | 0 | 0.089
| 0.528 | 0 | 0.214 | 0 | 0.017 | 0 | 0.071 | 0 | 0.084
| 0.528 | 0 | 0.229 | 0 | 0.041 | 0 | 0.075 | 0 | 0.062
| 0.528 | 0 | 0.259 | 0 | 0.094 | 0 | 0.07 | 0 | 0.05
| 0.528 | 0 | 0.245 | 0 | 0.139 | 0 | 0.069 | 0 | 0.037
| 0.528 | 0 | 0.24 | 0 | 0.168 | 0 | 0.078 | 0 | 0.021
| 0.528 | 0 | 0.243 | 0 | 0.16 | 0 | 0.068 | 0 | 0.009
| 0.528 | 0.007 | 0.234 | 0 | 0.167 | 0 | 0.07 | 0 | 0.028
| 0.528 | 0.113 | 0.22 | 0.051 | 0.199 | 0.002 | 0.07 | 0.006 | 0.068
| 0.528 | 0.23 | 0.2 | 0.151 | 0.151 | 0.041 | 0.056 | 0.055 | 0.072
| 0.528 | 0.289 | 0.295 | 0.253 | 0.129 | 0.088 | 0.03 | 0.139 | 0.049
| 0.528 | 0.299 | 0.367 | 0.292 | 0.126 | 0.126 | 0.021 | 0.18 | 0.058
| 0.528 | 0.303 | 0.441 | 0.283 | 0.125 | 0.176 | 0.033 | 0.239 | 0.023
| 0.528 | 0.254 | 0.479 | 0.227 | 0.105 | 0.233 | 0.035 | 0.276 | 0.008
| 0.528 | 0.224 | 0.488 | 0.174 | 0.074 | 0.223 | 0.045 | 0.164 | 0.029
| 0.528 | 0.12 | 0.51 | 0.088 | 0.045 | 0.153 | 0.049 | 0.076 | 0.074
| 0.528 | 0.02 | 0.501 | 0.013 | 0.029 | 0.061 | 0.045 | 0.017 | 0.12
| 0.528 | 0 | 0.448 | 0 | 0.034 | 0.001 | 0.038 | 0 | 0.179
| 0.528 | 0 | 0.425 | 0 | 0.024 | 0 | 0.017 | 0 | 0.264
| 0.528 | 0 | 0.386 | 0 | 0.028 | 0 | 0.012 | 0 | 0.201
| 0.528 | 0 | 0.37 | 0 | 0.053 | 0 | 0.008 | 0 | 0.08
| 0.528 | 0 | 0.265 | 0 | 0.05 | 0 | 0.004 | 0 | 0.024
| 0.528 | 0 | 0.258 | 0 | 0.029 | 0 | 0.003 | 0 | 0.019
| 0.528 | 0 | 0.301 | 0 | 0.009 | 0 | 0.003 | 0 | 0.024
| 0.528 | 0 | 0.272 | 0 | 0.005 | 0 | 0.005 | 0 | 0.017
| 0.528 | 0 | 0.207 | 0 | 0.005 | 0 | 0.003 | 0 | 0.014
| 0.528 | 0 | 0.18 | 0 | 0.004 | 0 | 0.003 | 0 | 0.017
| 0.528 | 0 | 0.185 | 0 | 0.002 | 0 | 0.002 | 0 | 0.024
| 0.528 | 0 | 0.175 | 0 | 0.001 | 0 | 0 | 0 | 0.025
| 0.528 | 0 | 0.22 | 0 | 0 | 0 | 0 | 0 | 0.027
| 0.528 | 0 | 0.437 | 0 | 0.002 | 0 | 0 | 0 | 0.044
| 0.528 | 0.01 | 0.378 | 0.002 | 0.009 | 0 | 0 | 0 | 0.076
| 0.528 | 0.16 | 0.237 | 0.1 | 0.012 | 0.001 | 0 | 0.029 | 0.117
| 0.528 | 0.396 | 0.132 | 0.235 | 0.001 | 0.032 | 0.001 | 0.101 | 0.112
| 0.528 | 0.546 | 0.1 | 0.327 | 0 | 0.08 | 0.004 | 0.134 | 0.063
| 0.528 | 0.637 | 0.058 | 0.394 | 0.001 | 0.156 | 0.005 | 0.14 | 0.042
| 0.528 | 0.667 | 0.052 | 0.364 | 0.002 | 0.248 | 0.015 | 0.14 | 0.025
| 0.528 | 0.616 | 0.035 | 0.27 | 0.004 | 0.302 | 0.026 | 0.132 | 0.012
| 0.528 | 0.433 | 0.006 | 0.194 | 0.007 | 0.291 | 0.033 | 0.118 | 0.011
| 0.528 | 0.156 | 0.002 | 0.089 | 0.011 | 0.199 | 0.034 | 0.102 | 0.007
| 0.528 | 0.018 | 0.018 | 0.011 | 0.022 | 0.095 | 0.049 | 0.041 | 0.008
| 0.528 | 0 | 0.03 | 0 | 0.051 | 0.006 | 0.062 | 0 | 0.01
| 0.528 | 0 | 0.023 | 0 | 0.084 | 0 | 0.051 | 0 | 0.009
| 0.528 | 0 | 0.007 | 0 | 0.097 | 0 | 0.036 | 0 | 0.014
| 0.528 | 0 | 0.001 | 0 | 0.079 | 0 | 0.025 | 0 | 0.021
| 0.528 | 0 | 0 | 0 | 0.067 | 0 | 0.014 | 0 | 0.022
| 0.528 | 0 | 0.005 | 0 | 0.057 | 0 | 0.008 | 0 | 0.019
| 0.528 | 0 | 0.025 | 0 | 0.043 | 0 | 0.004 | 0 | 0.016
| 0.528 | 0 | 0.036 | 0 | 0.025 | 0 | 0.002 | 0 | 0.018
| 0.528 | 0 | 0.02 | 0 | 0.017 | 0 | 0.002 | 0 | 0.031
| 0.528 | 0 | 0.01 | 0 | 0.025 | 0 | 0.002 | 0 | 0.044
| 0.528 | 0 | 0.014 | 0 | 0.035 | 0 | 0.001 | 0 | 0.038
| 0.528 | 0 | 0.022 | 0 | 0.044 | 0 | 0.001 | 0 | 0.031
| 0.528 | 0 | 0.02 | 0 | 0.055 | 0 | 0 | 0 | 0.022
| 0.528 | 0 | 0.014 | 0 | 0.067 | 0 | 0 | 0 | 0.014
| 0.528 | 0.011 | 0.01 | 0 | 0.058 | 0 | 0 | 0 | 0.005
| 0.528 | 0.12 | 0.005 | 0.039 | 0.035 | 0.021 | 0 | 0.026 | 0.001
| 0.528 | 0.254 | 0.001 | 0.107 | 0.013 | 0.159 | 0 | 0.091 | 0
| 0.528 | 0.375 | 0 | 0.177 | 0.006 | 0.33 | 0 | 0.184 | 0
| 0.528 | 0.424 | 0 | 0.229 | 0.003 | 0.481 | 0 | 0.209 | 0.001
| 0.528 | 0.398 | 0 | 0.257 | 0.001 | 0.606 | 0 | 0.224 | 0.004
| 0.528 | 0.298 | 0 | 0.255 | 0.001 | 0.659 | 0 | 0.19 | 0.005
| 0.528 | 0.206 | 0 | 0.191 | 0.001 | 0.598 | 0 | 0.127 | 0.005
| 0.528 | 0.099 | 0.002 | 0.081 | 0.002 | 0.447 | 0 | 0.073 | 0.01
| 0.528 | 0.015 | 0.02 | 0.012 | 0.008 | 0.219 | 0.001 | 0.024 | 0.019
| 0.528 | 0 | 0.067 | 0 | 0.03 | 0.023 | 0.002 | 0 | 0.036
| 0.528 | 0 | 0.084 | 0 | 0.053 | 0 | 0.004 | 0 | 0.022
| 0.528 | 0 | 0.13 | 0 | 0.073 | 0 | 0.005 | 0 | 0.022
| 0.528 | 0 | 0.196 | 0 | 0.089 | 0 | 0.005 | 0 | 0.008
| 0.528 | 0 | 0.218 | 0 | 0.09 | 0 | 0.006 | 0 | 0.002
| 0.528 | 0 | 0.173 | 0 | 0.067 | 0 | 0.005 | 0 | 0
| 0.528 | 0 | 0.131 | 0 | 0.046 | 0 | 0.003 | 0 | 0
| 0.528 | 0 | 0.094 | 0 | 0.032 | 0 | 0.002 | 0 | 0
| 0.528 | 0 | 0.069 | 0 | 0.023 | 0 | 0.001 | 0 | 0
| 0.528 | 0 | 0.044 | 0 | 0.027 | 0 | 0.001 | 0 | 0
| 0.528 | 0 | 0.015 | 0 | 0.035 | 0 | 0 | 0 | 0
| 0.528 | 0 | 0.002 | 0 | 0.033 | 0 | 0 | 0 | 0.001
| 0.528 | 0 | 0.001 | 0 | 0.03 | 0 | 0 | 0 | 0.001
| 0.528 | 0 | 0.024 | 0 | 0.03 | 0 | 0 | 0 | 0.001
| 0.528 | 0.002 | 0.071 | 0.001 | 0.031 | 0 | 0 | 0 | 0.001
| 0.528 | 0.038 | 0.061 | 0.063 | 0.018 | 0.027 | 0 | 0.026 | 0
| 0.528 | 0.087 | 0.052 | 0.172 | 0.002 | 0.177 | 0 | 0.096 | 0
| 0.528 | 0.129 | 0.061 | 0.296 | 0.002 | 0.357 | 0 | 0.188 | 0
| 0.528 | 0.141 | 0.044 | 0.372 | 0.004 | 0.499 | 0 | 0.244 | 0
| 0.528 | 0.143 | 0.022 | 0.342 | 0.006 | 0.545 | 0 | 0.274 | 0
| 0.528 | 0.127 | 0.01 | 0.267 | 0.008 | 0.509 | 0 | 0.249 | 0
| 0.528 | 0.089 | 0.005 | 0.172 | 0.012 | 0.437 | 0 | 0.186 | 0
| 0.528 | 0.045 | 0.002 | 0.082 | 0.018 | 0.327 | 0 | 0.115 | 0
| 0.528 | 0.011 | 0.002 | 0.013 | 0.026 | 0.155 | 0 | 0.046 | 0.001
| 0.528 | 0 | 0.008 | 0 | 0.062 | 0.018 | 0 | 0.001 | 0.001
| 0.528 | 0 | 0.015 | 0 | 0.107 | 0 | 0 | 0 | 0.001
| 0.528 | 0 | 0.03 | 0 | 0.112 | 0 | 0 | 0 | 0.001
| 0.528 | 0 | 0.064 | 0 | 0.099 | 0 | 0 | 0 | 0.002
| 0.528 | 0 | 0.093 | 0 | 0.087 | 0 | 0 | 0 | 0.002
| 0.528 | 0 | 0.081 | 0 | 0.067 | 0 | 0 | 0 | 0.003
| 0.528 | 0 | 0.058 | 0 | 0.042 | 0 | 0 | 0 | 0.003
| 0.528 | 0 | 0.04 | 0 | 0.022 | 0 | 0 | 0 | 0.005
| 0.528 | 0 | 0.023 | 0 | 0.011 | 0 | 0 | 0 | 0.009
| 0.528 | 0 | 0.011 | 0 | 0.004 | 0 | 0 | 0 | 0.018
| 0.528 | 0 | 0.004 | 0 | 0.001 | 0 | 0 | 0 | 0.014
| 0.528 | 0 | 0.001 | 0 | 0 | 0 | 0 | 0 | 0.009
| 0.528 | 0 | 0 | 0 | 0 | 0 | 0 | 0 | 0.008
| 0.528 | 0 | 0 | 0 | 0 | 0 | 0 | 0 | 0.005
| 0.528 | 0.017 | 0 | 0.019 | 0 | 0 | 0 | 0 | 0.003
| 0.528 | 0.142 | 0.001 | 0.226 | 0 | 0.017 | 0 | 0.028 | 0.001
| 0.528 | 0.309 | 0 | 0.394 | 0 | 0.125 | 0 | 0.101 | 0
| 0.528 | 0.477 | 0 | 0.477 | 0 | 0.245 | 0 | 0.21 | 0
| 0.528 | 0.597 | 0 | 0.535 | 0 | 0.347 | 0 | 0.311 | 0
| 0.528 | 0.541 | 0 | 0.527 | 0 | 0.404 | 0 | 0.37 | 0
| 0.528 | 0.39 | 0 | 0.438 | 0 | 0.362 | 0 | 0.328 | 0
| 0.528 | 0.302 | 0 | 0.333 | 0 | 0.367 | 0 | 0.243 | 0
| 0.528 | 0.178 | 0 | 0.18 | 0 | 0.266 | 0 | 0.13 | 0
| 0.528 | 0.04 | 0 | 0.039 | 0.001 | 0.138 | 0 | 0.05 | 0
| 0.528 | 0 | 0 | 0 | 0.005 | 0.014 | 0.001 | 0.001 | 0
| 0.528 | 0 | 0 | 0 | 0.006 | 0 | 0.001 | 0 | 0
| 0.528 | 0 | 0.001 | 0 | 0.007 | 0 | 0.001 | 0 | 0
| 0.528 | 0 | 0.003 | 0 | 0.007 | 0 | 0 | 0 | 0
| 0.528 | 0 | 0.006 | 0 | 0.008 | 0 | 0 | 0 | 0
| 0.528 | 0 | 0.011 | 0 | 0.011 | 0 | 0 | 0 | 0.001
| 0.528 | 0 | 0.019 | 0 | 0.015 | 0 | 0 | 0 | 0.002
| 0.528 | 0 | 0.043 | 0 | 0.018 | 0 | 0.001 | 0 | 0.005
| 0.528 | 0 | 0.09 | 0 | 0.023 | 0 | 0.003 | 0 | 0.009
| 0.528 | 0 | 0.142 | 0 | 0.034 | 0 | 0.007 | 0 | 0.012
| 0.528 | 0 | 0.135 | 0 | 0.05 | 0 | 0.012 | 0 | 0.017
| 0.528 | 0 | 0.124 | 0 | 0.077 | 0 | 0.019 | 0 | 0.021
| 0.528 | 0 | 0.117 | 0 | 0.109 | 0 | 0.028 | 0 | 0.027
| 0.528 | 0 | 0.151 | 0 | 0.125 | 0 | 0.038 | 0 | 0.035
| 0.528 | 0.02 | 0.142 | 0.022 | 0.131 | 0 | 0.033 | 0 | 0.039
| 0.528 | 0.132 | 0.108 | 0.209 | 0.135 | 0.046 | 0.03 | 0.2 | 0.041
| 0.528 | 0.259 | 0.12 | 0.412 | 0.065 | 0.23 | 0.03 | 0.454 | 0.046
| 0.528 | 0.308 | 0.155 | 0.582 | 0.015 | 0.467 | 0.021 | 0.638 | 0.045
| 0.528 | 0.349 | 0.137 | 0.665 | 0.021 | 0.672 | 0.01 | 0.747 | 0.025
| 0.528 | 0.324 | 0.118 | 0.601 | 0.03 | 0.751 | 0.008 | 0.785 | 0.021
| 0.528 | 0.258 | 0.113 | 0.467 | 0.032 | 0.738 | 0.021 | 0.754 | 0.041
| 0.528 | 0.189 | 0.127 | 0.364 | 0.026 | 0.656 | 0.024 | 0.657 | 0.054
| 0.528 | 0.097 | 0.144 | 0.192 | 0.017 | 0.503 | 0.02 | 0.489 | 0.071
| 0.528 | 0.023 | 0.152 | 0.047 | 0.011 | 0.276 | 0.024 | 0.255 | 0.113
| 0.528 | 0 | 0.187 | 0 | 0.005 | 0.038 | 0.025 | 0.034 | 0.151
| 0.528 | 0 | 0.203 | 0 | 0.001 | 0 | 0.022 | 0 | 0.194
| 0.528 | 0 | 0.201 | 0 | 0 | 0 | 0.015 | 0 | 0.21
| 0.528 | 0 | 0.162 | 0 | 0 | 0 | 0.011 | 0 | 0.248
| 0.528 | 0 | 0.13 | 0 | 0 | 0 | 0.009 | 0 | 0.261
| 0.528 | 0 | 0.094 | 0 | 0.001 | 0 | 0.008 | 0 | 0.266
| 0.528 | 0 | 0.076 | 0 | 0.003 | 0 | 0.009 | 0 | 0.264
| 0.528 | 0 | 0.058 | 0 | 0.008 | 0 | 0.008 | 0 | 0.254
| 0.528 | 0 | 0.056 | 0 | 0.011 | 0 | 0.008 | 0 | 0.26
| 0.528 | 0 | 0.053 | 0 | 0.012 | 0 | 0.009 | 0 | 0.28
| 0.528 | 0 | 0.053 | 0 | 0.01 | 0 | 0.008 | 0 | 0.274
| 0.528 | 0 | 0.056 | 0 | 0.006 | 0 | 0.009 | 0 | 0.273
| 0.528 | 0 | 0.057 | 0 | 0.002 | 0 | 0.013 | 0 | 0.261
| 0.528 | 0 | 0.054 | 0 | 0 | 0 | 0.011 | 0 | 0.22
| 0.528 | 0.084 | 0.04 | 0.033 | 0.001 | 0 | 0.007 | 0.001 | 0.218
| 0.528 | 0.347 | 0.026 | 0.263 | 0.007 | 0.105 | 0.003 | 0.231 | 0.227
| 0.528 | 0.575 | 0.012 | 0.486 | 0.01 | 0.368 | 0.002 | 0.49 | 0.232
| 0.528 | 0.737 | 0.013 | 0.633 | 0.002 | 0.591 | 0.001 | 0.672 | 0.197
| 0.528 | 0.818 | 0.024 | 0.686 | 0 | 0.721 | 0.001 | 0.779 | 0.164
| 0.528 | 0.781 | 0.018 | 0.685 | 0.001 | 0.772 | 0 | 0.818 | 0.159
| 0.528 | 0.645 | 0.015 | 0.581 | 0.003 | 0.753 | 0 | 0.788 | 0.16
| 0.528 | 0.527 | 0.013 | 0.468 | 0.003 | 0.667 | 0.001 | 0.69 | 0.158
| 0.528 | 0.345 | 0.011 | 0.286 | 0.01 | 0.51 | 0.003 | 0.52 | 0.172
| 0.528 | 0.115 | 0.023 | 0.082 | 0.031 | 0.283 | 0.006 | 0.278 | 0.202
| 0.528 | 0 | 0.036 | 0 | 0.019 | 0.043 | 0.013 | 0.046 | 0.22
| 0.528 | 0 | 0.035 | 0 | 0.001 | 0 | 0.026 | 0 | 0.214
| 0.528 | 0 | 0.028 | 0 | 0.001 | 0 | 0.019 | 0 | 0.214
| 0.528 | 0 | 0.019 | 0 | 0.027 | 0 | 0.012 | 0 | 0.205
| 0.528 | 0 | 0.012 | 0 | 0.122 | 0 | 0.011 | 0 | 0.187
| 0.528 | 0 | 0.013 | 0 | 0.21 | 0 | 0.013 | 0 | 0.183
| 0.528 | 0 | 0.026 | 0 | 0.233 | 0 | 0.012 | 0 | 0.187
| 0.528 | 0 | 0.045 | 0 | 0.217 | 0 | 0.012 | 0 | 0.196
| 0.528 | 0 | 0.048 | 0 | 0.199 | 0 | 0.018 | 0 | 0.221
| 0.528 | 0 | 0.045 | 0 | 0.182 | 0 | 0.024 | 0 | 0.233
| 0.528 | 0 | 0.035 | 0 | 0.196 | 0 | 0.025 | 0 | 0.22
| 0.528 | 0 | 0.023 | 0 | 0.234 | 0 | 0.022 | 0 | 0.208
| 0.528 | 0 | 0.015 | 0 | 0.26 | 0 | 0.028 | 0 | 0.202
| 0.528 | 0 | 0.012 | 0 | 0.26 | 0 | 0.039 | 0 | 0.208
| 0.528 | 0.112 | 0.009 | 0.051 | 0.213 | 0 | 0.043 | 0.002 | 0.208
| 0.528 | 0.392 | 0.009 | 0.311 | 0.145 | 0.125 | 0.041 | 0.244 | 0.201
| 0.528 | 0.612 | 0.01 | 0.53 | 0.055 | 0.363 | 0.041 | 0.5 | 0.199
| 0.528 | 0.749 | 0.003 | 0.67 | 0.002 | 0.57 | 0.043 | 0.677 | 0.167
| 0.528 | 0.817 | 0.001 | 0.733 | 0 | 0.692 | 0.025 | 0.78 | 0.126
| 0.528 | 0.818 | 0.001 | 0.732 | 0 | 0.745 | 0.013 | 0.816 | 0.117
| 0.528 | 0.755 | 0.001 | 0.644 | 0 | 0.732 | 0.014 | 0.786 | 0.117
| 0.528 | 0.623 | 0.002 | 0.525 | 0 | 0.65 | 0.017 | 0.691 | 0.139
| 0.528 | 0.417 | 0.001 | 0.343 | 0.008 | 0.499 | 0.023 | 0.525 | 0.156
| 0.528 | 0.145 | 0.002 | 0.1 | 0.083 | 0.278 | 0.041 | 0.286 | 0.176
| 0.528 | 0 | 0.002 | 0 | 0.241 | 0.045 | 0.052 | 0.039 | 0.194
| 0.528 | 0 | 0.003 | 0 | 0.325 | 0 | 0.052 | 0 | 0.203
| 0.528 | 0 | 0.005 | 0 | 0.338 | 0 | 0.05 | 0 | 0.22
| 0.528 | 0 | 0.007 | 0 | 0.302 | 0 | 0.046 | 0 | 0.22
| 0.528 | 0 | 0.008 | 0 | 0.241 | 0 | 0.039 | 0 | 0.206
| 0.528 | 0 | 0.008 | 0 | 0.178 | 0 | 0.031 | 0 | 0.203
| 0.528 | 0 | 0.009 | 0 | 0.143 | 0 | 0.023 | 0 | 0.202
| 0.528 | 0 | 0.012 | 0 | 0.132 | 0 | 0.018 | 0 | 0.194
| 0.528 | 0 | 0.008 | 0 | 0.101 | 0 | 0.014 | 0 | 0.195
| 0.528 | 0 | 0.009 | 0 | 0.058 | 0 | 0.011 | 0 | 0.183
| 0.528 | 0 | 0.016 | 0 | 0.029 | 0 | 0.01 | 0 | 0.185
| 0.528 | 0 | 0.03 | 0 | 0.015 | 0 | 0.009 | 0 | 0.162
| 0.528 | 0 | 0.051 | 0 | 0.009 | 0 | 0.009 | 0 | 0.168
| 0.528 | 0 | 0.085 | 0 | 0.006 | 0 | 0.011 | 0 | 0.175
| 0.528 | 0.12 | 0.147 | 0.039 | 0.002 | 0 | 0.011 | 0.003 | 0.178
| 0.528 | 0.387 | 0.234 | 0.239 | 0.001 | 0.135 | 0.011 | 0.227 | 0.17
| 0.528 | 0.599 | 0.188 | 0.472 | 0 | 0.369 | 0.013 | 0.475 | 0.152
| 0.528 | 0.736 | 0.088 | 0.626 | 0 | 0.587 | 0.013 | 0.654 | 0.104
| 0.528 | 0.804 | 0.077 | 0.719 | 0 | 0.703 | 0.006 | 0.757 | 0.077
| 0.528 | 0.805 | 0.081 | 0.734 | 0 | 0.749 | 0.002 | 0.79 | 0.062
| 0.528 | 0.742 | 0.107 | 0.671 | 0 | 0.729 | 0.001 | 0.758 | 0.046
| 0.528 | 0.613 | 0.115 | 0.543 | 0 | 0.641 | 0.001 | 0.657 | 0.041
| 0.528 | 0.414 | 0.126 | 0.348 | 0 | 0.486 | 0.001 | 0.484 | 0.037
| 0.528 | 0.153 | 0.187 | 0.098 | 0.004 | 0.266 | 0.002 | 0.237 | 0.042
| 0.528 | 0 | 0.256 | 0 | 0.011 | 0.045 | 0.003 | 0.024 | 0.042
| 0.528 | 0 | 0.288 | 0 | 0.011 | 0 | 0.003 | 0 | 0.039
| 0.528 | 0 | 0.281 | 0 | 0.005 | 0 | 0.003 | 0 | 0.04
| 0.528 | 0 | 0.275 | 0 | 0.001 | 0 | 0.002 | 0 | 0.042
| 0.528 | 0 | 0.265 | 0 | 0 | 0 | 0.001 | 0 | 0.051
| 0.528 | 0 | 0.26 | 0 | 0 | 0 | 0 | 0 | 0.059
| 0.528 | 0 | 0.261 | 0 | 0 | 0 | 0 | 0 | 0.067
| 0.528 | 0 | 0.265 | 0 | 0.001 | 0 | 0 | 0 | 0.075
| 0.528 | 0 | 0.279 | 0 | 0.008 | 0 | 0 | 0 | 0.077
| 0.528 | 0 | 0.283 | 0 | 0.007 | 0 | 0 | 0 | 0.078
| 0.528 | 0 | 0.291 | 0 | 0.009 | 0 | 0 | 0 | 0.076
| 0.528 | 0 | 0.292 | 0 | 0.018 | 0 | 0.001 | 0 | 0.071
| 0.528 | 0 | 0.3 | 0 | 0.023 | 0 | 0.003 | 0 | 0.065
| 0.528 | 0 | 0.306 | 0 | 0.011 | 0 | 0.003 | 0 | 0.06
| 0.528 | 0.116 | 0.274 | 0.023 | 0.002 | 0 | 0.002 | 0.004 | 0.059
| 0.528 | 0.359 | 0.2 | 0.107 | 0 | 0.142 | 0.002 | 0.217 | 0.062
| 0.528 | 0.562 | 0.127 | 0.154 | 0 | 0.345 | 0.003 | 0.455 | 0.062
| 0.528 | 0.7 | 0.078 | 0.191 | 0 | 0.541 | 0.004 | 0.624 | 0.044
| 0.528 | 0.771 | 0.051 | 0.24 | 0 | 0.668 | 0.002 | 0.725 | 0.028
| 0.528 | 0.789 | 0.042 | 0.282 | 0 | 0.726 | 0.001 | 0.759 | 0.021
| 0.528 | 0.727 | 0.038 | 0.318 | 0.001 | 0.718 | 0.001 | 0.728 | 0.015
| 0.528 | 0.59 | 0.031 | 0.342 | 0.001 | 0.641 | 0.002 | 0.632 | 0.012
| 0.528 | 0.385 | 0.031 | 0.272 | 0.005 | 0.496 | 0.006 | 0.471 | 0.011
| 0.528 | 0.123 | 0.053 | 0.104 | 0.03 | 0.286 | 0.014 | 0.25 | 0.014
| 0.528 | 0 | 0.053 | 0 | 0.055 | 0.055 | 0.014 | 0.035 | 0.015
| 0.528 | 0 | 0.037 | 0 | 0.088 | 0 | 0.012 | 0 | 0.015
| 0.528 | 0 | 0.026 | 0 | 0.236 | 0 | 0.012 | 0 | 0.018
| 0.528 | 0 | 0.018 | 0 | 0.391 | 0 | 0.013 | 0 | 0.019
| 0.528 | 0 | 0.012 | 0 | 0.374 | 0 | 0.012 | 0 | 0.018
| 0.528 | 0 | 0.007 | 0 | 0.181 | 0 | 0.01 | 0 | 0.017
| 0.528 | 0 | 0.007 | 0 | 0.13 | 0 | 0.009 | 0 | 0.018
| 0.528 | 0 | 0.013 | 0 | 0.144 | 0 | 0.009 | 0 | 0.019
| 0.528 | 0 | 0.028 | 0 | 0.175 | 0 | 0.01 | 0 | 0.017
| 0.528 | 0 | 0.058 | 0 | 0.206 | 0 | 0.01 | 0 | 0.018
| 0.528 | 0 | 0.087 | 0 | 0.254 | 0 | 0.009 | 0 | 0.022
| 0.528 | 0 | 0.125 | 0 | 0.321 | 0 | 0.008 | 0 | 0.025
| 0.528 | 0 | 0.181 | 0 | 0.355 | 0 | 0.01 | 0 | 0.024
| 0.528 | 0 | 0.233 | 0 | 0.407 | 0 | 0.012 | 0 | 0.024
| 0.528 | 0.089 | 0.225 | 0.058 | 0.436 | 0 | 0.012 | 0.004 | 0.029
| 0.528 | 0.288 | 0.174 | 0.254 | 0.347 | 0.096 | 0.014 | 0.174 | 0.033
| 0.528 | 0.502 | 0.146 | 0.497 | 0.217 | 0.3 | 0.018 | 0.419 | 0.03
| 0.528 | 0.667 | 0.225 | 0.651 | 0.205 | 0.515 | 0.015 | 0.617 | 0.021
| 0.528 | 0.553 | 0.256 | 0.702 | 0.185 | 0.689 | 0.011 | 0.72 | 0.018
| 0.528 | 0.465 | 0.272 | 0.627 | 0.176 | 0.741 | 0.012 | 0.759 | 0.03
| 0.528 | 0.393 | 0.3 | 0.481 | 0.16 | 0.725 | 0.018 | 0.735 | 0.036
| 0.528 | 0.299 | 0.338 | 0.343 | 0.132 | 0.645 | 0.027 | 0.647 | 0.04
| 0.528 | 0.173 | 0.352 | 0.19 | 0.094 | 0.499 | 0.046 | 0.492 | 0.042
| 0.528 | 0.05 | 0.371 | 0.058 | 0.088 | 0.287 | 0.074 | 0.276 | 0.063
| 0.528 | 0 | 0.377 | 0 | 0.13 | 0.059 | 0.093 | 0.045 | 0.071
| 0.528 | 0 | 0.377 | 0 | 0.165 | 0 | 0.112 | 0 | 0.062
| 0.528 | 0 | 0.369 | 0 | 0.144 | 0 | 0.112 | 0 | 0.069
| 0.528 | 0 | 0.346 | 0 | 0.088 | 0 | 0.097 | 0 | 0.078
| 0.528 | 0 | 0.316 | 0 | 0.054 | 0 | 0.081 | 0 | 0.095
| 0.528 | 0 | 0.253 | 0 | 0.047 | 0 | 0.063 | 0 | 0.113
| 0.528 | 0 | 0.194 | 0 | 0.056 | 0 | 0.052 | 0 | 0.127
| 0.528 | 0 | 0.159 | 0 | 0.074 | 0 | 0.045 | 0 | 0.137
| 0.528 | 0 | 0.168 | 0 | 0.087 | 0 | 0.047 | 0 | 0.179
| 0.528 | 0 | 0.186 | 0 | 0.083 | 0 | 0.051 | 0 | 0.238
| 0.528 | 0 | 0.196 | 0 | 0.071 | 0 | 0.053 | 0 | 0.27
| 0.528 | 0 | 0.205 | 0 | 0.065 | 0 | 0.05 | 0 | 0.29
| 0.528 | 0 | 0.215 | 0 | 0.068 | 0 | 0.046 | 0 | 0.302
| 0.528 | 0 | 0.227 | 0 | 0.077 | 0 | 0.047 | 0 | 0.306
| 0.528 | 0.054 | 0.201 | 0.058 | 0.099 | 0 | 0.05 | 0.01 | 0.314
| 0.528 | 0.189 | 0.181 | 0.244 | 0.076 | 0.113 | 0.054 | 0.249 | 0.334
| 0.528 | 0.326 | 0.201 | 0.451 | 0.011 | 0.385 | 0.054 | 0.493 | 0.343
| 0.528 | 0.458 | 0.197 | 0.603 | 0.015 | 0.588 | 0.039 | 0.669 | 0.32
| 0.528 | 0.5 | 0.194 | 0.674 | 0.025 | 0.711 | 0.023 | 0.776 | 0.328
| 0.528 | 0.474 | 0.199 | 0.658 | 0.041 | 0.763 | 0.035 | 0.817 | 0.315
| 0.528 | 0.387 | 0.213 | 0.552 | 0.041 | 0.748 | 0.066 | 0.791 | 0.295
| 0.528 | 0.306 | 0.241 | 0.442 | 0.048 | 0.67 | 0.068 | 0.699 | 0.302
| 0.528 | 0.175 | 0.26 | 0.268 | 0.063 | 0.525 | 0.065 | 0.539 | 0.326
| 0.528 | 0.057 | 0.273 | 0.089 | 0.102 | 0.317 | 0.085 | 0.312 | 0.388
| 0.528 | 0 | 0.293 | 0 | 0.213 | 0.075 | 0.118 | 0.06 | 0.466
| 0.528 | 0 | 0.311 | 0 | 0.283 | 0 | 0.127 | 0 | 0.513
| 0.528 | 0 | 0.294 | 0 | 0.27 | 0 | 0.119 | 0 | 0.538
| 0.528 | 0 | 0.265 | 0 | 0.255 | 0 | 0.098 | 0 | 0.539
| 0.528 | 0 | 0.216 | 0 | 0.235 | 0 | 0.077 | 0 | 0.535
| 0.528 | 0 | 0.161 | 0 | 0.208 | 0 | 0.063 | 0 | 0.535
| 0.528 | 0 | 0.115 | 0 | 0.21 | 0 | 0.054 | 0 | 0.564
| 0.528 | 0 | 0.103 | 0 | 0.23 | 0 | 0.049 | 0 | 0.591
| 0.528 | 0 | 0.128 | 0 | 0.229 | 0 | 0.053 | 0 | 0.636
| 0.528 | 0 | 0.161 | 0 | 0.238 | 0 | 0.057 | 0 | 0.672
| 0.528 | 0 | 0.185 | 0 | 0.249 | 0 | 0.056 | 0 | 0.666
| 0.528 | 0 | 0.195 | 0 | 0.249 | 0 | 0.049 | 0 | 0.625
| 0.528 | 0 | 0.194 | 0 | 0.233 | 0 | 0.04 | 0 | 0.622
| 0.528 | 0 | 0.191 | 0 | 0.207 | 0 | 0.031 | 0 | 0.61
| 0.528 | 0.092 | 0.144 | 0.105 | 0.192 | 0 | 0.024 | 0.018 | 0.578
| 0.528 | 0.286 | 0.095 | 0.356 | 0.172 | 0.16 | 0.019 | 0.296 | 0.526
| 0.528 | 0.527 | 0.126 | 0.595 | 0.131 | 0.435 | 0.015 | 0.553 | 0.445
| 0.528 | 0.689 | 0.154 | 0.741 | 0.099 | 0.646 | 0.012 | 0.732 | 0.369
| 0.528 | 0.757 | 0.216 | 0.811 | 0.18 | 0.769 | 0.004 | 0.839 | 0.339
| 0.528 | 0.713 | 0.259 | 0.812 | 0.241 | 0.82 | 0.002 | 0.876 | 0.326
| 0.528 | 0.543 | 0.31 | 0.736 | 0.302 | 0.802 | 0.002 | 0.844 | 0.291
| 0.528 | 0.397 | 0.328 | 0.609 | 0.31 | 0.718 | 0.003 | 0.747 | 0.249
| 0.528 | 0.186 | 0.314 | 0.38 | 0.288 | 0.566 | 0.005 | 0.578 | 0.234
| 0.528 | 0.052 | 0.3 | 0.131 | 0.329 | 0.348 | 0.017 | 0.335 | 0.253
| 0.528 | 0 | 0.299 | 0 | 0.371 | 0.091 | 0.027 | 0.07 | 0.311
| 0.528 | 0 | 0.308 | 0 | 0.395 | 0 | 0.029 | 0 | 0.352
| 0.528 | 0 | 0.282 | 0 | 0.337 | 0 | 0.022 | 0 | 0.411
| 0.528 | 0 | 0.265 | 0 | 0.312 | 0 | 0.019 | 0 | 0.464
| 0.528 | 0 | 0.225 | 0 | 0.308 | 0 | 0.022 | 0 | 0.501
| 0.528 | 0 | 0.174 | 0 | 0.3 | 0 | 0.027 | 0 | 0.513
| 0.528 | 0 | 0.171 | 0 | 0.28 | 0 | 0.031 | 0 | 0.499
| 0.528 | 0 | 0.164 | 0 | 0.266 | 0 | 0.036 | 0 | 0.466
| 0.528 | 0 | 0.183 | 0 | 0.256 | 0 | 0.06 | 0 | 0.484
| 0.528 | 0 | 0.2 | 0 | 0.274 | 0 | 0.08 | 0 | 0.501
| 0.528 | 0 | 0.219 | 0 | 0.277 | 0 | 0.082 | 0 | 0.513
| 0.528 | 0 | 0.245 | 0 | 0.263 | 0 | 0.084 | 0 | 0.523
| 0.528 | 0 | 0.267 | 0 | 0.236 | 0 | 0.09 | 0 | 0.507
| 0.528 | 0 | 0.289 | 0 | 0.202 | 0 | 0.096 | 0 | 0.522
| 0.528 | 0.081 | 0.266 | 0.132 | 0.177 | 0 | 0.084 | 0.023 | 0.519
| 0.528 | 0.311 | 0.217 | 0.375 | 0.111 | 0.186 | 0.077 | 0.303 | 0.513
| 0.528 | 0.563 | 0.232 | 0.59 | 0.058 | 0.457 | 0.071 | 0.56 | 0.476
| 0.528 | 0.714 | 0.3 | 0.737 | 0.033 | 0.662 | 0.053 | 0.743 | 0.467
| 0.528 | 0.75 | 0.368 | 0.81 | 0.042 | 0.788 | 0.025 | 0.852 | 0.504
| 0.528 | 0.72 | 0.439 | 0.808 | 0.062 | 0.842 | 0.024 | 0.89 | 0.539
| 0.528 | 0.529 | 0.519 | 0.752 | 0.064 | 0.825 | 0.028 | 0.857 | 0.552
| 0.528 | 0.274 | 0.557 | 0.621 | 0.063 | 0.74 | 0.034 | 0.756 | 0.57
| 0.528 | 0.12 | 0.555 | 0.417 | 0.052 | 0.587 | 0.036 | 0.584 | 0.578
| 0.528 | 0.033 | 0.561 | 0.152 | 0.087 | 0.367 | 0.053 | 0.333 | 0.573
| 0.528 | 0 | 0.559 | 0.001 | 0.194 | 0.105 | 0.073 | 0.067 | 0.578
| 0.528 | 0 | 0.547 | 0 | 0.237 | 0 | 0.075 | 0 | 0.591
| 0.528 | 0 | 0.484 | 0 | 0.235 | 0 | 0.07 | 0 | 0.568
| 0.528 | 0 | 0.445 | 0 | 0.192 | 0 | 0.065 | 0 | 0.532
| 0.528 | 0 | 0.415 | 0 | 0.127 | 0 | 0.06 | 0 | 0.491
| 0.528 | 0 | 0.415 | 0 | 0.082 | 0 | 0.057 | 0 | 0.448
| 0.528 | 0 | 0.426 | 0 | 0.05 | 0 | 0.057 | 0 | 0.416
| 0.528 | 0 | 0.411 | 0 | 0.034 | 0 | 0.06 | 0 | 0.358
| 0.528 | 0 | 0.432 | 0 | 0.022 | 0 | 0.068 | 0 | 0.335
| 0.528 | 0 | 0.423 | 0 | 0.025 | 0 | 0.075 | 0 | 0.323
| 0.528 | 0 | 0.411 | 0 | 0.041 | 0 | 0.077 | 0 | 0.286
| 0.528 | 0 | 0.392 | 0 | 0.055 | 0 | 0.076 | 0 | 0.245
| 0.528 | 0 | 0.374 | 0 | 0.064 | 0 | 0.071 | 0 | 0.22
| 0.528 | 0 | 0.351 | 0 | 0.095 | 0 | 0.066 | 0 | 0.212
| 0.528 | 0.015 | 0.297 | 0.081 | 0.115 | 0 | 0.054 | 0.008 | 0.209
| 0.528 | 0.082 | 0.283 | 0.239 | 0.097 | 0.199 | 0.048 | 0.162 | 0.195
| 0.528 | 0.156 | 0.263 | 0.424 | 0.019 | 0.467 | 0.047 | 0.393 | 0.163
| 0.528 | 0.212 | 0.243 | 0.523 | 0.004 | 0.668 | 0.042 | 0.591 | 0.141
| 0.528 | 0.23 | 0.217 | 0.552 | 0.003 | 0.789 | 0.02 | 0.727 | 0.133
| 0.528 | 0.229 | 0.205 | 0.487 | 0.011 | 0.839 | 0.03 | 0.753 | 0.115
| 0.528 | 0.197 | 0.204 | 0.421 | 0.022 | 0.821 | 0.051 | 0.662 | 0.091
| 0.528 | 0.157 | 0.21 | 0.266 | 0.03 | 0.736 | 0.065 | 0.533 | 0.071
| 0.528 | 0.094 | 0.205 | 0.13 | 0.025 | 0.585 | 0.068 | 0.362 | 0.054
| 0.528 | 0.031 | 0.162 | 0.034 | 0.014 | 0.36 | 0.068 | 0.174 | 0.041
| 0.528 | 0 | 0.13 | 0 | 0.027 | 0.1 | 0.105 | 0.03 | 0.043
| 0.528 | 0 | 0.135 | 0 | 0.053 | 0 | 0.141 | 0 | 0.046
| 0.528 | 0 | 0.118 | 0 | 0.061 | 0 | 0.132 | 0 | 0.039
| 0.528 | 0 | 0.099 | 0 | 0.046 | 0 | 0.096 | 0 | 0.029
| 0.528 | 0 | 0.072 | 0 | 0.031 | 0 | 0.062 | 0 | 0.023
| 0.528 | 0 | 0.055 | 0 | 0.022 | 0 | 0.038 | 0 | 0.018
| 0.528 | 0 | 0.043 | 0 | 0.022 | 0 | 0.026 | 0 | 0.013
| 0.528 | 0 | 0.032 | 0 | 0.025 | 0 | 0.019 | 0 | 0.008
| 0.528 | 0 | 0.021 | 0 | 0.017 | 0 | 0.019 | 0 | 0.007
| 0.528 | 0 | 0.015 | 0 | 0.012 | 0 | 0.018 | 0 | 0.006
| 0.528 | 0 | 0.008 | 0 | 0.01 | 0 | 0.016 | 0 | 0.005
| 0.528 | 0 | 0.004 | 0 | 0.008 | 0 | 0.014 | 0 | 0.005
| 0.528 | 0 | 0.002 | 0 | 0.006 | 0 | 0.013 | 0 | 0.003
| 0.528 | 0 | 0 | 0 | 0.004 | 0 | 0.014 | 0 | 0.003
| 0.528 | 0.052 | 0 | 0.015 | 0.003 | 0 | 0.009 | 0.02 | 0.002
| 0.528 | 0.201 | 0 | 0.073 | 0 | 0.164 | 0.005 | 0.229 | 0.002
| 0.528 | 0.419 | 0 | 0.145 | 0 | 0.435 | 0.004 | 0.47 | 0.002
| 0.528 | 0.545 | 0 | 0.214 | 0 | 0.647 | 0.002 | 0.661 | 0.001
| 0.528 | 0.545 | 0 | 0.246 | 0 | 0.771 | 0 | 0.782 | 0.003
| 0.528 | 0.49 | 0 | 0.224 | 0 | 0.823 | 0 | 0.809 | 0.002
| 0.528 | 0.366 | 0 | 0.2 | 0 | 0.806 | 0.004 | 0.76 | 0.001
| 0.528 | 0.269 | 0 | 0.17 | 0 | 0.727 | 0.007 | 0.657 | 0.001
| 0.528 | 0.159 | 0 | 0.108 | 0 | 0.58 | 0.008 | 0.464 | 0.001
| 0.528 | 0.062 | 0 | 0.05 | 0 | 0.361 | 0.008 | 0.263 | 0.001
| 0.528 | 0.003 | 0 | 0.001 | 0 | 0.11 | 0.009 | 0.068 | 0.003
| 0.528 | 0 | 0.001 | 0 | 0 | 0 | 0.009 | 0 | 0.006
| 0.528 | 0 | 0.003 | 0 | 0.001 | 0 | 0.006 | 0 | 0.007
| 0.528 | 0 | 0.005 | 0 | 0.01 | 0 | 0.003 | 0 | 0.008
| 0.528 | 0 | 0.005 | 0 | 0.037 | 0 | 0.003 | 0 | 0.011
| 0.528 | 0 | 0.003 | 0 | 0.066 | 0 | 0.002 | 0 | 0.015
| 0.528 | 0 | 0.002 | 0 | 0.084 | 0 | 0.002 | 0 | 0.02
| 0.528 | 0 | 0.002 | 0 | 0.089 | 0 | 0.002 | 0 | 0.027
| 0.528 | 0 | 0.002 | 0 | 0.089 | 0 | 0.004 | 0 | 0.034
| 0.528 | 0 | 0.001 | 0 | 0.085 | 0 | 0.006 | 0 | 0.048
| 0.528 | 0 | 0.001 | 0 | 0.067 | 0 | 0.007 | 0 | 0.058
| 0.528 | 0 | 0.001 | 0 | 0.044 | 0 | 0.008 | 0 | 0.082
| 0.528 | 0 | 0.001 | 0 | 0.027 | 0 | 0.01 | 0 | 0.111
| 0.528 | 0 | 0.002 | 0 | 0.015 | 0 | 0.014 | 0 | 0.133
| 0.528 | 0.102 | 0.003 | 0.115 | 0.007 | 0 | 0.01 | 0.038 | 0.137
| 0.528 | 0.325 | 0.002 | 0.363 | 0.004 | 0.131 | 0.009 | 0.31 | 0.133
| 0.528 | 0.545 | 0 | 0.575 | 0 | 0.424 | 0.009 | 0.562 | 0.137
| 0.528 | 0.693 | 0 | 0.714 | 0 | 0.657 | 0.005 | 0.737 | 0.122
| 0.528 | 0.734 | 0.005 | 0.782 | 0 | 0.782 | 0.002 | 0.841 | 0.134
| 0.528 | 0.612 | 0.008 | 0.759 | 0 | 0.832 | 0.002 | 0.876 | 0.233
| 0.528 | 0.464 | 0.016 | 0.658 | 0 | 0.814 | 0.004 | 0.845 | 0.229
| 0.528 | 0.371 | 0.032 | 0.524 | 0 | 0.731 | 0.012 | 0.75 | 0.205
| 0.528 | 0.233 | 0.05 | 0.358 | 0.003 | 0.585 | 0.021 | 0.587 | 0.189
| 0.528 | 0.087 | 0.055 | 0.151 | 0.028 | 0.376 | 0.025 | 0.351 | 0.193
| 0.528 | 0.004 | 0.094 | 0.007 | 0.102 | 0.122 | 0.041 | 0.091 | 0.243
| 0.528 | 0 | 0.155 | 0 | 0.187 | 0 | 0.047 | 0 | 0.303
| 0.528 | 0 | 0.167 | 0 | 0.265 | 0 | 0.048 | 0 | 0.342
| 0.528 | 0 | 0.153 | 0 | 0.312 | 0 | 0.047 | 0 | 0.367
| 0.528 | 0 | 0.134 | 0 | 0.291 | 0 | 0.046 | 0 | 0.401
| 0.528 | 0 | 0.113 | 0 | 0.234 | 0 | 0.044 | 0 | 0.415
| 0.528 | 0 | 0.099 | 0 | 0.18 | 0 | 0.041 | 0 | 0.392
| 0.528 | 0 | 0.08 | 0 | 0.138 | 0 | 0.037 | 0 | 0.373
| 0.528 | 0 | 0.076 | 0 | 0.097 | 0 | 0.038 | 0 | 0.375
| 0.528 | 0 | 0.072 | 0 | 0.067 | 0 | 0.036 | 0 | 0.376
| 0.528 | 0 | 0.076 | 0 | 0.061 | 0 | 0.032 | 0 | 0.364
| 0.528 | 0 | 0.083 | 0 | 0.07 | 0 | 0.029 | 0 | 0.348
| 0.528 | 0 | 0.086 | 0 | 0.076 | 0 | 0.028 | 0 | 0.334
| 0.528 | 0 | 0.088 | 0 | 0.069 | 0 | 0.03 | 0 | 0.27
| 0.528 | 0.091 | 0.079 | 0.127 | 0.058 | 0.003 | 0.031 | 0.028 | 0.235
| 0.528 | 0.286 | 0.045 | 0.371 | 0.033 | 0.207 | 0.029 | 0.205 | 0.202
| 0.528 | 0.487 | 0.045 | 0.582 | 0.002 | 0.47 | 0.027 | 0.405 | 0.158
| 0.528 | 0.596 | 0.103 | 0.715 | 0.001 | 0.665 | 0.017 | 0.583 | 0.144
| 0.528 | 0.614 | 0.111 | 0.787 | 0.006 | 0.787 | 0.007 | 0.692 | 0.13
| 0.528 | 0.537 | 0.109 | 0.785 | 0.026 | 0.837 | 0.009 | 0.695 | 0.114
| 0.528 | 0.462 | 0.101 | 0.703 | 0.048 | 0.817 | 0.017 | 0.666 | 0.094
| 0.528 | 0.32 | 0.09 | 0.531 | 0.06 | 0.736 | 0.027 | 0.552 | 0.078
| 0.528 | 0.174 | 0.077 | 0.31 | 0.061 | 0.588 | 0.031 | 0.383 | 0.063
| 0.528 | 0.054 | 0.054 | 0.112 | 0.095 | 0.362 | 0.033 | 0.177 | 0.047
| 0.528 | 0.001 | 0.036 | 0.005 | 0.18 | 0.118 | 0.045 | 0.037 | 0.049
| 0.528 | 0 | 0.041 | 0 | 0.294 | 0 | 0.051 | 0 | 0.061
| 0.528 | 0 | 0.027 | 0 | 0.343 | 0 | 0.055 | 0 | 0.052
| 0.528 | 0 | 0.013 | 0 | 0.277 | 0 | 0.056 | 0 | 0.041
| 0.528 | 0 | 0.005 | 0 | 0.182 | 0 | 0.052 | 0 | 0.034
| 0.528 | 0 | 0.001 | 0 | 0.099 | 0 | 0.043 | 0 | 0.025
| 0.528 | 0 | 0 | 0 | 0.057 | 0 | 0.034 | 0 | 0.021
| 0.528 | 0 | 0 | 0 | 0.028 | 0 | 0.027 | 0 | 0.02
| 0.528 | 0 | 0.002 | 0 | 0.006 | 0 | 0.022 | 0 | 0.023
| 0.528 | 0 | 0.035 | 0 | 0.002 | 0 | 0.019 | 0 | 0.026
| 0.528 | 0 | 0.097 | 0 | 0.015 | 0 | 0.019 | 0 | 0.032
| 0.528 | 0 | 0.133 | 0 | 0.038 | 0 | 0.018 | 0 | 0.042
| 0.528 | 0 | 0.167 | 0 | 0.047 | 0 | 0.016 | 0 | 0.049
| 0.528 | 0 | 0.183 | 0 | 0.035 | 0 | 0.014 | 0 | 0.062
| 0.528 | 0.053 | 0.147 | 0.044 | 0.013 | 0.002 | 0.016 | 0.001 | 0.077
| 0.528 | 0.231 | 0.063 | 0.165 | 0.001 | 0.114 | 0.02 | 0.026 | 0.078
| 0.528 | 0.317 | 0.018 | 0.307 | 0 | 0.259 | 0.018 | 0.071 | 0.082
| 0.528 | 0.248 | 0.017 | 0.425 | 0 | 0.386 | 0.008 | 0.105 | 0.093
| 0.528 | 0.227 | 0.016 | 0.476 | 0 | 0.52 | 0.009 | 0.136 | 0.099
| 0.528 | 0.247 | 0.009 | 0.439 | 0.001 | 0.546 | 0.014 | 0.129 | 0.121
| 0.528 | 0.218 | 0.01 | 0.337 | 0.006 | 0.451 | 0.025 | 0.116 | 0.145
| 0.528 | 0.121 | 0.008 | 0.242 | 0.018 | 0.374 | 0.05 | 0.101 | 0.149
| 0.528 | 0.057 | 0.005 | 0.158 | 0.041 | 0.197 | 0.068 | 0.066 | 0.132
| 0.528 | 0.019 | 0.01 | 0.043 | 0.046 | 0.072 | 0.08 | 0.033 | 0.133
| 0.528 | 0 | 0.032 | 0 | 0.086 | 0.011 | 0.088 | 0.004 | 0.133
| 0.528 | 0 | 0.063 | 0 | 0.107 | 0 | 0.118 | 0 | 0.135
| 0.528 | 0 | 0.103 | 0 | 0.097 | 0 | 0.135 | 0 | 0.118
| 0.528 | 0 | 0.176 | 0 | 0.08 | 0 | 0.132 | 0 | 0.078
| 0.528 | 0 | 0.22 | 0 | 0.073 | 0 | 0.118 | 0 | 0.058
| 0.528 | 0 | 0.289 | 0 | 0.082 | 0 | 0.068 | 0 | 0.037
| 0.528 | 0 | 0.561 | 0 | 0.086 | 0 | 0.019 | 0 | 0.059
| 0.528 | 0 | 0.796 | 0 | 0.086 | 0 | 0.027 | 0 | 0.073
| 0.528 | 0 | 0.865 | 0 | 0.068 | 0 | 0.032 | 0 | 0.104
| 0.528 | 0 | 0.862 | 0 | 0.043 | 0 | 0.036 | 0 | 0.105
| 0.528 | 0 | 0.809 | 0 | 0.028 | 0 | 0.042 | 0 | 0.083
| 0.528 | 0 | 0.72 | 0 | 0.016 | 0 | 0.044 | 0 | 0.082
| 0.528 | 0 | 0.626 | 0 | 0.015 | 0 | 0.06 | 0 | 0.086
| 0.528 | 0 | 0.488 | 0 | 0.019 | 0 | 0.08 | 0 | 0.093
| 0.528 | 0.025 | 0.43 | 0.034 | 0.014 | 0 | 0.14 | 0.009 | 0.092
| 0.528 | 0.082 | 0.396 | 0.154 | 0 | 0.017 | 0.223 | 0.079 | 0.087
| 0.528 | 0.159 | 0.322 | 0.314 | 0 | 0.054 | 0.225 | 0.182 | 0.07
| 0.528 | 0.208 | 0.276 | 0.455 | 0 | 0.098 | 0.179 | 0.257 | 0.061
| 0.528 | 0.233 | 0.226 | 0.514 | 0.001 | 0.134 | 0.144 | 0.308 | 0.073
| 0.528 | 0.222 | 0.179 | 0.498 | 0.005 | 0.172 | 0.169 | 0.3 | 0.074
| 0.528 | 0.204 | 0.156 | 0.461 | 0.021 | 0.2 | 0.27 | 0.281 | 0.073
| 0.528 | 0.116 | 0.151 | 0.319 | 0.038 | 0.203 | 0.376 | 0.216 | 0.066
| 0.528 | 0.061 | 0.165 | 0.177 | 0.045 | 0.168 | 0.377 | 0.118 | 0.054
| 0.528 | 0.021 | 0.251 | 0.057 | 0.045 | 0.108 | 0.328 | 0.051 | 0.058
| 0.528 | 0 | 0.364 | 0.001 | 0.053 | 0.034 | 0.307 | 0.009 | 0.069
| 0.528 | 0 | 0.408 | 0 | 0.041 | 0 | 0.294 | 0 | 0.119
| 0.528 | 0 | 0.422 | 0 | 0.039 | 0 | 0.239 | 0 | 0.19
| 0.528 | 0 | 0.43 | 0 | 0.051 | 0 | 0.234 | 0 | 0.21
| 0.528 | 0 | 0.431 | 0 | 0.041 | 0 | 0.196 | 0 | 0.221
| 0.528 | 0 | 0.437 | 0 | 0.037 | 0 | 0.133 | 0 | 0.235
| 0.528 | 0 | 0.487 | 0 | 0.045 | 0 | 0.094 | 0 | 0.196
| 0.528 | 0 | 0.448 | 0 | 0.045 | 0 | 0.075 | 0 | 0.157
| 0.528 | 0 | 0.454 | 0 | 0.035 | 0 | 0.102 | 0 | 0.136
| 0.528 | 0 | 0.479 | 0 | 0.03 | 0 | 0.185 | 0 | 0.119
| 0.528 | 0 | 0.535 | 0 | 0.03 | 0 | 0.209 | 0 | 0.122
| 0.528 | 0 | 0.623 | 0 | 0.035 | 0 | 0.2 | 0 | 0.111
| 0.528 | 0 | 0.657 | 0 | 0.054 | 0 | 0.192 | 0 | 0.107
| 0.528 | 0 | 0.664 | 0 | 0.072 | 0 | 0.193 | 0 | 0.105
| 0.528 | 0.097 | 0.636 | 0.02 | 0.06 | 0 | 0.201 | 0.007 | 0.101
| 0.528 | 0.241 | 0.59 | 0.089 | 0.053 | 0.037 | 0.221 | 0.052 | 0.103
| 0.528 | 0.354 | 0.619 | 0.164 | 0.035 | 0.111 | 0.219 | 0.109 | 0.1
| 0.528 | 0.396 | 0.648 | 0.23 | 0.022 | 0.189 | 0.201 | 0.169 | 0.101
| 0.528 | 0.423 | 0.63 | 0.329 | 0.007 | 0.265 | 0.218 | 0.288 | 0.148
| 0.528 | 0.406 | 0.598 | 0.364 | 0.001 | 0.325 | 0.255 | 0.349 | 0.167
| 0.528 | 0.346 | 0.596 | 0.351 | 0 | 0.32 | 0.272 | 0.322 | 0.185
| 0.528 | 0.255 | 0.61 | 0.255 | 0 | 0.32 | 0.347 | 0.236 | 0.162
| 0.528 | 0.151 | 0.633 | 0.13 | 0.001 | 0.247 | 0.398 | 0.118 | 0.12
| 0.528 | 0.061 | 0.646 | 0.05 | 0.004 | 0.147 | 0.444 | 0.054 | 0.109
| 0.528 | 0.004 | 0.642 | 0.003 | 0.008 | 0.047 | 0.461 | 0.012 | 0.101
| 0.528 | 0 | 0.606 | 0 | 0.004 | 0 | 0.415 | 0 | 0.074
| 0.528 | 0 | 0.541 | 0 | 0.001 | 0 | 0.373 | 0 | 0.046
| 0.528 | 0 | 0.494 | 0 | 0.001 | 0 | 0.337 | 0 | 0.033
| 0.528 | 0 | 0.476 | 0 | 0.005 | 0 | 0.318 | 0 | 0.023
| 0.528 | 0 | 0.416 | 0 | 0.005 | 0 | 0.314 | 0 | 0.021
| 0.528 | 0 | 0.404 | 0 | 0.003 | 0 | 0.32 | 0 | 0.018
| 0.528 | 0 | 0.372 | 0 | 0.002 | 0 | 0.312 | 0 | 0.013
| 0.528 | 0 | 0.363 | 0 | 0.001 | 0 | 0.316 | 0 | 0.018
| 0.528 | 0 | 0.332 | 0 | 0.002 | 0 | 0.278 | 0 | 0.024
| 0.528 | 0 | 0.296 | 0 | 0.007 | 0 | 0.236 | 0 | 0.019
| 0.528 | 0 | 0.294 | 0 | 0.023 | 0 | 0.206 | 0 | 0.013
| 0.528 | 0 | 0.27 | 0 | 0.054 | 0 | 0.185 | 0 | 0.01
| 0.528 | 0 | 0.251 | 0 | 0.094 | 0 | 0.178 | 0 | 0.008
| 0.528 | 0.061 | 0.167 | 0.051 | 0.122 | 0.003 | 0.188 | 0.009 | 0.008
| 0.528 | 0.204 | 0.184 | 0.17 | 0.178 | 0.088 | 0.171 | 0.075 | 0.007
| 0.528 | 0.403 | 0.135 | 0.335 | 0.237 | 0.225 | 0.119 | 0.159 | 0.007
| 0.528 | 0.561 | 0.2 | 0.485 | 0.203 | 0.341 | 0.065 | 0.244 | 0.006
| 0.528 | 0.675 | 0.22 | 0.544 | 0.27 | 0.416 | 0.131 | 0.29 | 0.022
| 0.528 | 0.725 | 0.245 | 0.557 | 0.329 | 0.458 | 0.247 | 0.395 | 0.046
| 0.528 | 0.699 | 0.261 | 0.514 | 0.289 | 0.462 | 0.26 | 0.471 | 0.063
| 0.528 | 0.587 | 0.251 | 0.401 | 0.243 | 0.416 | 0.261 | 0.361 | 0.065
| 0.528 | 0.379 | 0.268 | 0.295 | 0.194 | 0.333 | 0.257 | 0.3 | 0.059
| 0.528 | 0.168 | 0.315 | 0.133 | 0.12 | 0.132 | 0.245 | 0.145 | 0.058
| 0.528 | 0.017 | 0.376 | 0.012 | 0.106 | 0.025 | 0.251 | 0.044 | 0.055
| 0.528 | 0 | 0.398 | 0 | 0.146 | 0 | 0.316 | 0 | 0.044
| 0.528 | 0 | 0.425 | 0 | 0.177 | 0 | 0.442 | 0 | 0.048
| 0.528 | 0 | 0.38 | 0 | 0.19 | 0 | 0.62 | 0 | 0.073
| 0.528 | 0 | 0.362 | 0 | 0.162 | 0 | 0.785 | 0 | 0.102
| 0.528 | 0 | 0.357 | 0 | 0.227 | 0 | 0.859 | 0 | 0.135
| 0.528 | 0 | 0.306 | 0 | 0.338 | 0 | 0.838 | 0 | 0.173
| 0.528 | 0 | 0.261 | 0 | 0.338 | 0 | 0.831 | 0 | 0.217
| 0.528 | 0 | 0.261 | 0 | 0.458 | 0 | 0.7 | 0 | 0.27
| 0.528 | 0 | 0.27 | 0 | 0.464 | 0 | 0.484 | 0 | 0.316
| 0.528 | 0 | 0.293 | 0 | 0.484 | 0 | 0.313 | 0 | 0.413
| 0.528 | 0 | 0.313 | 0 | 0.516 | 0 | 0.186 | 0 | 0.481
| 0.528 | 0 | 0.343 | 0 | 0.472 | 0 | 0.112 | 0 | 0.459
| 0.528 | 0 | 0.367 | 0 | 0.413 | 0 | 0.062 | 0 | 0.542
| 0.528 | 0.06 | 0.367 | 0.026 | 0.307 | 0.001 | 0.074 | 0.001 | 0.519
| 0.528 | 0.248 | 0.346 | 0.068 | 0.227 | 0.034 | 0.082 | 0.022 | 0.593
| 0.528 | 0.453 | 0.531 | 0.115 | 0.186 | 0.075 | 0.076 | 0.051 | 0.661
| 0.528 | 0.535 | 0.71 | 0.142 | 0.179 | 0.129 | 0.063 | 0.085 | 0.59
| 0.528 | 0.458 | 0.773 | 0.158 | 0.226 | 0.215 | 0.077 | 0.12 | 0.616
| 0.528 | 0.416 | 0.809 | 0.146 | 0.238 | 0.281 | 0.279 | 0.125 | 0.637
| 0.528 | 0.347 | 0.837 | 0.141 | 0.297 | 0.281 | 0.523 | 0.121 | 0.535
| 0.528 | 0.244 | 0.869 | 0.127 | 0.396 | 0.27 | 0.542 | 0.103 | 0.588
| 0.528 | 0.146 | 0.889 | 0.094 | 0.437 | 0.164 | 0.479 | 0.068 | 0.672
| 0.528 | 0.081 | 0.896 | 0.05 | 0.469 | 0.081 | 0.337 | 0.036 | 0.676
| 0.528 | 0.009 | 0.894 | 0.005 | 0.485 | 0.02 | 0.211 | 0.007 | 0.683
| 0.528 | 0 | 0.884 | 0 | 0.507 | 0 | 0.138 | 0 | 0.654
| 0.528 | 0 | 0.889 | 0 | 0.528 | 0 | 0.117 | 0 | 0.679
| 0.528 | 0 | 0.904 | 0 | 0.504 | 0 | 0.133 | 0 | 0.705
| 0.528 | 0 | 0.922 | 0 | 0.499 | 0 | 0.139 | 0 | 0.718
| 0.528 | 0 | 0.917 | 0 | 0.513 | 0 | 0.137 | 0 | 0.725
| 0.528 | 0 | 0.91 | 0 | 0.552 | 0 | 0.129 | 0 | 0.73
| 0.528 | 0 | 0.905 | 0 | 0.58 | 0 | 0.113 | 0 | 0.746
| 0.528 | 0 | 0.889 | 0 | 0.601 | 0 | 0.108 | 0 | 0.748
| 0.528 | 0 | 0.871 | 0 | 0.586 | 0 | 0.088 | 0 | 0.704
| 0.528 | 0 | 0.842 | 0 | 0.56 | 0 | 0.055 | 0 | 0.676
| 0.528 | 0 | 0.809 | 0 | 0.533 | 0 | 0.037 | 0 | 0.682
| 0.528 | 0 | 0.785 | 0 | 0.51 | 0 | 0.038 | 0 | 0.571
| 0.528 | 0.001 | 0.789 | 0 | 0.513 | 0 | 0.044 | 0 | 0.431
| 0.528 | 0.11 | 0.787 | 0.017 | 0.441 | 0.006 | 0.061 | 0.002 | 0.358
| 0.528 | 0.353 | 0.8 | 0.053 | 0.405 | 0.093 | 0.082 | 0.023 | 0.423
| 0.528 | 0.541 | 0.85 | 0.091 | 0.402 | 0.212 | 0.09 | 0.057 | 0.414
| 0.528 | 0.605 | 0.889 | 0.141 | 0.362 | 0.361 | 0.079 | 0.137 | 0.41
| 0.528 | 0.51 | 0.918 | 0.227 | 0.311 | 0.44 | 0.179 | 0.25 | 0.45
| 0.528 | 0.405 | 0.918 | 0.364 | 0.261 | 0.381 | 0.342 | 0.401 | 0.444
| 0.528 | 0.355 | 0.944 | 0.253 | 0.284 | 0.331 | 0.516 | 0.436 | 0.374
| 0.528 | 0.351 | 0.957 | 0.163 | 0.534 | 0.322 | 0.633 | 0.375 | 0.27
| 0.528 | 0.254 | 0.962 | 0.066 | 0.791 | 0.27 | 0.631 | 0.235 | 0.151
| 0.528 | 0.129 | 0.955 | 0.023 | 0.766 | 0.174 | 0.55 | 0.121 | 0.097
| 0.528 | 0.015 | 0.942 | 0.003 | 0.893 | 0.065 | 0.492 | 0.035 | 0.096
| 0.528 | 0 | 0.913 | 0 | 0.884 | 0.001 | 0.442 | 0 | 0.077
| 0.528 | 0 | 0.872 | 0 | 0.828 | 0 | 0.358 | 0 | 0.044
| 0.528 | 0 | 0.801 | 0 | 0.831 | 0 | 0.303 | 0 | 0.032
| 0.528 | 0 | 0.71 | 0 | 0.836 | 0 | 0.233 | 0 | 0.025
| 0.528 | 0 | 0.627 | 0 | 0.717 | 0 | 0.137 | 0 | 0.019
| 0.528 | 0 | 0.523 | 0 | 0.67 | 0 | 0.09 | 0 | 0.01
| 0.528 | 0 | 0.507 | 0 | 0.672 | 0 | 0.057 | 0 | 0.006
| 0.528 | 0 | 0.447 | 0 | 0.638 | 0 | 0.045 | 0 | 0.005
| 0.528 | 0 | 0.358 | 0 | 0.644 | 0 | 0.051 | 0 | 0.003
| 0.528 | 0 | 0.316 | 0 | 0.644 | 0 | 0.07 | 0 | 0.002
| 0.528 | 0 | 0.311 | 0 | 0.647 | 0 | 0.079 | 0 | 0.003
| 0.528 | 0 | 0.272 | 0 | 0.642 | 0 | 0.078 | 0 | 0.002
| 0.528 | 0.001 | 0.207 | 0.002 | 0.632 | 0 | 0.071 | 0 | 0.002
| 0.528 | 0.055 | 0.148 | 0.139 | 0.545 | 0.002 | 0.075 | 0.006 | 0.003
| 0.528 | 0.15 | 0.106 | 0.355 | 0.42 | 0.062 | 0.08 | 0.071 | 0.007
| 0.528 | 0.275 | 0.074 | 0.538 | 0.329 | 0.212 | 0.065 | 0.185 | 0.005
| 0.528 | 0.394 | 0.072 | 0.662 | 0.343 | 0.344 | 0.065 | 0.243 | 0.011
| 0.528 | 0.448 | 0.072 | 0.733 | 0.339 | 0.431 | 0.126 | 0.268 | 0.025
| 0.528 | 0.492 | 0.081 | 0.742 | 0.279 | 0.449 | 0.142 | 0.245 | 0.032
| 0.528 | 0.476 | 0.113 | 0.689 | 0.191 | 0.467 | 0.139 | 0.193 | 0.037
| 0.528 | 0.363 | 0.144 | 0.569 | 0.113 | 0.4 | 0.133 | 0.141 | 0.037
| 0.528 | 0.231 | 0.126 | 0.407 | 0.05 | 0.27 | 0.122 | 0.117 | 0.037
| 0.528 | 0.099 | 0.112 | 0.169 | 0.031 | 0.143 | 0.11 | 0.08 | 0.037
| 0.528 | 0.013 | 0.119 | 0.02 | 0.02 | 0.049 | 0.126 | 0.021 | 0.041
| 0.528 | 0 | 0.128 | 0 | 0.006 | 0.001 | 0.146 | 0 | 0.056
| 0.528 | 0 | 0.104 | 0 | 0.001 | 0 | 0.134 | 0 | 0.068
| 0.528 | 0 | 0.076 | 0 | 0.001 | 0 | 0.107 | 0 | 0.083
| 0.528 | 0 | 0.054 | 0 | 0.003 | 0 | 0.069 | 0 | 0.083
| 0.528 | 0 | 0.045 | 0 | 0.003 | 0 | 0.079 | 0 | 0.136
| 0.528 | 0 | 0.044 | 0 | 0.002 | 0 | 0.092 | 0 | 0.149
| 0.528 | 0 | 0.028 | 0 | 0.001 | 0 | 0.087 | 0 | 0.163
| 0.528 | 0 | 0.022 | 0 | 0.002 | 0 | 0.071 | 0 | 0.152
| 0.528 | 0 | 0.032 | 0 | 0.042 | 0 | 0.067 | 0 | 0.11
| 0.528 | 0 | 0.054 | 0 | 0.185 | 0 | 0.066 | 0 | 0.087
| 0.528 | 0 | 0.065 | 0 | 0.249 | 0 | 0.064 | 0 | 0.036
| 0.528 | 0 | 0.077 | 0 | 0.229 | 0 | 0.063 | 0 | 0.029
| 0.528 | 0 | 0.107 | 0 | 0.208 | 0 | 0.058 | 0 | 0.042
| 0.528 | 0.02 | 0.105 | 0.023 | 0.152 | 0.006 | 0.052 | 0.012 | 0.054
| 0.528 | 0.057 | 0.083 | 0.081 | 0.058 | 0.061 | 0.044 | 0.06 | 0.033
| 0.528 | 0.109 | 0.099 | 0.186 | 0.032 | 0.111 | 0.028 | 0.125 | 0.026
| 0.528 | 0.201 | 0.213 | 0.312 | 0.028 | 0.178 | 0.014 | 0.228 | 0.033
| 0.528 | 0.289 | 0.332 | 0.365 | 0.013 | 0.268 | 0.024 | 0.252 | 0.076
| 0.528 | 0.343 | 0.392 | 0.348 | 0.004 | 0.378 | 0.03 | 0.245 | 0.104
| 0.528 | 0.419 | 0.4 | 0.312 | 0 | 0.517 | 0.054 | 0.177 | 0.113
| 0.528 | 0.442 | 0.396 | 0.256 | 0 | 0.418 | 0.093 | 0.169 | 0.105
| 0.528 | 0.334 | 0.395 | 0.155 | 0 | 0.281 | 0.148 | 0.152 | 0.098
| 0.528 | 0.169 | 0.386 | 0.068 | 0 | 0.17 | 0.229 | 0.122 | 0.097
| 0.528 | 0.022 | 0.358 | 0.011 | 0 | 0.07 | 0.38 | 0.04 | 0.098
| 0.528 | 0 | 0.34 | 0 | 0 | 0.002 | 0.52 | 0 | 0.084
| 0.528 | 0 | 0.32 | 0 | 0 | 0 | 0.513 | 0 | 0.085
| 0.528 | 0 | 0.329 | 0 | 0.001 | 0 | 0.456 | 0 | 0.072
| 0.528 | 0 | 0.361 | 0 | 0.017 | 0 | 0.382 | 0 | 0.063
| 0.528 | 0 | 0.382 | 0 | 0.091 | 0 | 0.316 | 0 | 0.032
| 0.528 | 0 | 0.341 | 0 | 0.216 | 0 | 0.266 | 0 | 0.015
| 0.528 | 0 | 0.306 | 0 | 0.364 | 0 | 0.208 | 0 | 0.01
| 0.528 | 0 | 0.308 | 0 | 0.442 | 0 | 0.179 | 0 | 0.007
| 0.528 | 0 | 0.285 | 0 | 0.403 | 0 | 0.144 | 0 | 0.012
| 0.528 | 0 | 0.296 | 0 | 0.411 | 0 | 0.066 | 0 | 0.021
| 0.528 | 0 | 0.261 | 0 | 0.498 | 0 | 0.026 | 0 | 0.036
| 0.528 | 0 | 0.229 | 0 | 0.516 | 0 | 0.026 | 0 | 0.054
| 0.528 | 0.003 | 0.169 | 0.005 | 0.465 | 0 | 0.017 | 0 | 0.084
| 0.528 | 0.066 | 0.127 | 0.145 | 0.449 | 0.007 | 0.01 | 0.005 | 0.125
| 0.528 | 0.142 | 0.11 | 0.366 | 0.22 | 0.064 | 0.008 | 0.058 | 0.155
| 0.528 | 0.219 | 0.095 | 0.546 | 0.056 | 0.16 | 0.01 | 0.136 | 0.16
| 0.528 | 0.236 | 0.088 | 0.65 | 0.005 | 0.258 | 0.011 | 0.179 | 0.166
| 0.528 | 0.547 | 0.192 | 0.691 | 0 | 0.252 | 0.026 | 0.226 | 0.124
| 0.528 | 0.341 | 0.626 | 0.66 | 0 | 0.248 | 0.037 | 0.233 | 0.078
| 0.528 | 0.194 | 0.656 | 0.539 | 0.012 | 0.259 | 0.038 | 0.21 | 0.061
| 0.528 | 0.153 | 0.633 | 0.174 | 0.08 | 0.262 | 0.029 | 0.182 | 0.048
| 0.528 | 0.137 | 0.635 | 0.093 | 0.142 | 0.207 | 0.02 | 0.126 | 0.038
| 0.528 | 0.061 | 0.628 | 0.05 | 0.17 | 0.11 | 0.012 | 0.077 | 0.025
| 0.528 | 0.009 | 0.625 | 0.008 | 0.202 | 0.037 | 0.013 | 0.027 | 0.029
| 0.528 | 0 | 0.602 | 0 | 0.203 | 0.001 | 0.015 | 0 | 0.043
| 0.528 | 0 | 0.529 | 0 | 0.131 | 0 | 0.018 | 0 | 0.054
| 0.528 | 0 | 0.472 | 0 | 0.085 | 0 | 0.018 | 0 | 0.028
| 0.528 | 0 | 0.464 | 0 | 0.102 | 0 | 0.014 | 0 | 0.017
| 0.528 | 0 | 0.478 | 0 | 0.139 | 0 | 0.011 | 0 | 0.03
| 0.528 | 0 | 0.525 | 0 | 0.137 | 0 | 0.009 | 0 | 0.045
| 0.528 | 0 | 0.542 | 0 | 0.101 | 0 | 0.008 | 0 | 0.054
| 0.528 | 0 | 0.682 | 0 | 0.052 | 0 | 0.004 | 0 | 0.054
| 0.528 | 0 | 0.737 | 0 | 0.02 | 0 | 0.002 | 0 | 0.076
| 0.528 | 0 | 0.765 | 0 | 0.005 | 0 | 0.001 | 0 | 0.09
| 0.528 | 0 | 0.77 | 0 | 0 | 0 | 0 | 0 | 0.089
| 0.528 | 0 | 0.763 | 0 | 0 | 0 | 0 | 0 | 0.084
| 0.528 | 0.005 | 0.74 | 0.003 | 0 | 0 | 0 | 0 | 0.077
| 0.528 | 0.047 | 0.697 | 0.086 | 0 | 0.009 | 0 | 0.01 | 0.069
| 0.528 | 0.079 | 0.678 | 0.231 | 0 | 0.086 | 0.001 | 0.07 | 0.059
| 0.528 | 0.133 | 0.62 | 0.414 | 0 | 0.212 | 0.002 | 0.142 | 0.046
| 0.528 | 0.204 | 0.599 | 0.537 | 0 | 0.358 | 0.002 | 0.221 | 0.061
| 0.528 | 0.276 | 0.561 | 0.62 | 0 | 0.484 | 0.015 | 0.296 | 0.099
| 0.528 | 0.348 | 0.554 | 0.558 | 0.005 | 0.522 | 0.059 | 0.376 | 0.187
| 0.528 | 0.327 | 0.556 | 0.448 | 0.022 | 0.524 | 0.14 | 0.399 | 0.278
| 0.528 | 0.316 | 0.525 | 0.284 | 0.048 | 0.495 | 0.249 | 0.35 | 0.346
| 0.528 | 0.206 | 0.505 | 0.146 | 0.062 | 0.507 | 0.351 | 0.254 | 0.323
| 0.528 | 0.105 | 0.498 | 0.065 | 0.068 | 0.319 | 0.431 | 0.153 | 0.252
| 0.528 | 0.016 | 0.452 | 0.012 | 0.062 | 0.113 | 0.457 | 0.045 | 0.225
| 0.528 | 0 | 0.405 | 0 | 0.041 | 0.008 | 0.467 | 0 | 0.237
| 0.528 | 0 | 0.374 | 0 | 0.023 | 0 | 0.401 | 0 | 0.213
| 0.528 | 0 | 0.372 | 0 | 0.026 | 0 | 0.328 | 0 | 0.146
| 0.528 | 0 | 0.334 | 0 | 0.049 | 0 | 0.28 | 0 | 0.101
| 0.528 | 0 | 0.366 | 0 | 0.101 | 0 | 0.243 | 0 | 0.073
| 0.528 | 0 | 0.412 | 0 | 0.179 | 0 | 0.2 | 0 | 0.049
| 0.528 | 0 | 0.413 | 0 | 0.272 | 0 | 0.155 | 0 | 0.035
| 0.528 | 0 | 0.432 | 0 | 0.414 | 0 | 0.114 | 0 | 0.019
| 0.528 | 0 | 0.423 | 0 | 0.484 | 0 | 0.079 | 0 | 0.014
| 0.528 | 0 | 0.429 | 0 | 0.63 | 0 | 0.059 | 0 | 0.005
| 0.528 | 0 | 0.432 | 0 | 0.71 | 0 | 0.047 | 0 | 0.005
| 0.528 | 0 | 0.494 | 0 | 0.697 | 0 | 0.035 | 0 | 0.004
| 0.528 | 0.004 | 0.444 | 0.003 | 0.626 | 0 | 0.022 | 0 | 0.007
| 0.528 | 0.073 | 0.379 | 0.071 | 0.618 | 0.008 | 0.019 | 0.016 | 0.004
| 0.528 | 0.17 | 0.361 | 0.182 | 0.61 | 0.066 | 0.024 | 0.082 | 0.004
| 0.528 | 0.252 | 0.311 | 0.321 | 0.584 | 0.157 | 0.017 | 0.172 | 0.007
| 0.528 | 0.324 | 0.289 | 0.58 | 0.59 | 0.25 | 0.014 | 0.303 | 0.045
| 0.528 | 0.417 | 0.251 | 0.736 | 0.593 | 0.319 | 0.037 | 0.412 | 0.067
| 0.528 | 0.509 | 0.216 | 0.759 | 0.556 | 0.345 | 0.072 | 0.452 | 0.075
| 0.528 | 0.605 | 0.225 | 0.699 | 0.469 | 0.311 | 0.099 | 0.426 | 0.077
| 0.528 | 0.587 | 0.266 | 0.573 | 0.38 | 0.25 | 0.104 | 0.371 | 0.07
| 0.528 | 0.46 | 0.285 | 0.403 | 0.319 | 0.245 | 0.096 | 0.244 | 0.055
| 0.528 | 0.237 | 0.305 | 0.216 | 0.252 | 0.166 | 0.089 | 0.11 | 0.034
| 0.528 | 0.04 | 0.337 | 0.042 | 0.252 | 0.073 | 0.109 | 0.033 | 0.029
| 0.528 | 0 | 0.352 | 0 | 0.237 | 0.006 | 0.118 | 0 | 0.033
| 0.528 | 0 | 0.374 | 0 | 0.222 | 0 | 0.169 | 0 | 0.036
| 0.528 | 0 | 0.369 | 0 | 0.227 | 0 | 0.148 | 0 | 0.035
| 0.528 | 0 | 0.367 | 0 | 0.269 | 0 | 0.137 | 0 | 0.03
| 0.528 | 0 | 0.379 | 0 | 0.32 | 0 | 0.151 | 0 | 0.033
| 0.528 | 0 | 0.364 | 0 | 0.374 | 0 | 0.126 | 0 | 0.031
| 0.528 | 0 | 0.406 | 0 | 0.413 | 0 | 0.099 | 0 | 0.025
| 0.528 | 0 | 0.414 | 0 | 0.457 | 0 | 0.073 | 0 | 0.022
| 0.528 | 0 | 0.401 | 0 | 0.438 | 0 | 0.049 | 0 | 0.026
| 0.528 | 0 | 0.484 | 0 | 0.536 | 0 | 0.042 | 0 | 0.031
| 0.528 | 0 | 0.464 | 0 | 0.558 | 0 | 0.027 | 0 | 0.034
| 0.528 | 0 | 0.419 | 0 | 0.496 | 0 | 0.018 | 0 | 0.04
| 0.528 | 0.01 | 0.371 | 0.009 | 0.429 | 0 | 0.013 | 0 | 0.063
| 0.528 | 0.134 | 0.309 | 0.139 | 0.332 | 0.008 | 0.008 | 0.007 | 0.134
| 0.528 | 0.315 | 0.196 | 0.348 | 0.151 | 0.048 | 0.004 | 0.036 | 0.214
| 0.528 | 0.468 | 0.155 | 0.537 | 0.107 | 0.107 | 0.003 | 0.075 | 0.267
| 0.528 | 0.462 | 0.179 | 0.663 | 0.101 | 0.173 | 0.008 | 0.116 | 0.282
| 0.528 | 0.407 | 0.221 | 0.717 | 0.07 | 0.213 | 0.032 | 0.141 | 0.297
| 0.528 | 0.379 | 0.289 | 0.709 | 0.045 | 0.207 | 0.078 | 0.154 | 0.278
| 0.528 | 0.327 | 0.305 | 0.633 | 0.005 | 0.19 | 0.105 | 0.144 | 0.201
| 0.528 | 0.248 | 0.271 | 0.488 | 0 | 0.152 | 0.121 | 0.124 | 0.12
| 0.528 | 0.143 | 0.285 | 0.335 | 0.013 | 0.117 | 0.111 | 0.091 | 0.068
| 0.528 | 0.061 | 0.368 | 0.183 | 0.094 | 0.077 | 0.076 | 0.081 | 0.041
| 0.528 | 0.009 | 0.429 | 0.038 | 0.222 | 0.036 | 0.066 | 0.037 | 0.045
| 0.528 | 0 | 0.447 | 0 | 0.354 | 0.003 | 0.062 | 0 | 0.064
| 0.528 | 0 | 0.47 | 0 | 0.364 | 0 | 0.051 | 0 | 0.08
| 0.528 | 0 | 0.491 | 0 | 0.292 | 0 | 0.03 | 0 | 0.074
| 0.528 | 0 | 0.505 | 0 | 0.211 | 0 | 0.018 | 0 | 0.068
| 0.528 | 0 | 0.528 | 0 | 0.133 | 0 | 0.01 | 0 | 0.06
| 0.528 | 0 | 0.552 | 0 | 0.073 | 0 | 0.006 | 0 | 0.059
| 0.528 | 0 | 0.541 | 0 | 0.027 | 0 | 0.005 | 0 | 0.045
| 0.528 | 0 | 0.552 | 0 | 0.007 | 0 | 0.003 | 0 | 0.039
| 0.528 | 0 | 0.541 | 0 | 0.01 | 0 | 0.002 | 0 | 0.038
| 0.528 | 0 | 0.505 | 0 | 0.035 | 0 | 0.003 | 0 | 0.035
| 0.528 | 0 | 0.46 | 0 | 0.077 | 0 | 0.004 | 0 | 0.028
| 0.528 | 0 | 0.367 | 0 | 0.12 | 0 | 0.005 | 0 | 0.022
| 0.528 | 0.012 | 0.284 | 0.001 | 0.121 | 0 | 0.006 | 0 | 0.018
| 0.528 | 0.139 | 0.192 | 0.022 | 0.111 | 0.006 | 0.007 | 0.023 | 0.01
| 0.528 | 0.301 | 0.141 | 0.052 | 0.147 | 0.046 | 0.009 | 0.116 | 0.003
| 0.528 | 0.511 | 0.152 | 0.085 | 0.183 | 0.102 | 0.008 | 0.227 | 0.002
| 0.528 | 0.674 | 0.186 | 0.113 | 0.21 | 0.158 | 0.018 | 0.419 | 0.005
| 0.528 | 0.752 | 0.194 | 0.129 | 0.233 | 0.194 | 0.024 | 0.568 | 0.003
| 0.528 | 0.723 | 0.186 | 0.13 | 0.261 | 0.214 | 0.031 | 0.528 | 0.002
| 0.528 | 0.586 | 0.159 | 0.12 | 0.277 | 0.205 | 0.038 | 0.446 | 0.001
| 0.528 | 0.398 | 0.118 | 0.106 | 0.283 | 0.175 | 0.048 | 0.344 | 0.001
| 0.528 | 0.238 | 0.091 | 0.07 | 0.261 | 0.132 | 0.05 | 0.228 | 0.001
| 0.528 | 0.103 | 0.07 | 0.034 | 0.228 | 0.083 | 0.041 | 0.124 | 0
| 0.528 | 0.018 | 0.095 | 0.006 | 0.22 | 0.036 | 0.028 | 0.043 | 0
| 0.528 | 0 | 0.131 | 0 | 0.214 | 0.003 | 0.037 | 0 | 0
| 0.528 | 0 | 0.158 | 0 | 0.191 | 0 | 0.047 | 0 | 0
| 0.528 | 0 | 0.251 | 0 | 0.168 | 0 | 0.058 | 0 | 0
| 0.528 | 0 | 0.289 | 0 | 0.152 | 0 | 0.061 | 0 | 0
| 0.528 | 0 | 0.257 | 0 | 0.144 | 0 | 0.058 | 0 | 0
| 0.528 | 0 | 0.238 | 0 | 0.157 | 0 | 0.061 | 0 | 0
| 0.528 | 0 | 0.296 | 0 | 0.144 | 0 | 0.046 | 0 | 0
| 0.528 | 0 | 0.283 | 0 | 0.116 | 0 | 0.039 | 0 | 0
| 0.528 | 0 | 0.292 | 0 | 0.093 | 0 | 0.035 | 0 | 0
| 0.528 | 0 | 0.284 | 0 | 0.086 | 0 | 0.031 | 0 | 0
| 0.528 | 0 | 0.276 | 0 | 0.082 | 0 | 0.025 | 0 | 0.001
| 0.528 | 0 | 0.264 | 0 | 0.084 | 0 | 0.018 | 0 | 0.001
| 0.528 | 0.003 | 0.251 | 0.004 | 0.077 | 0 | 0.017 | 0 | 0.002
| 0.528 | 0.047 | 0.249 | 0.057 | 0.101 | 0.037 | 0.014 | 0.028 | 0.002
| 0.528 | 0.117 | 0.231 | 0.131 | 0.101 | 0.198 | 0.014 | 0.112 | 0.003
| 0.528 | 0.188 | 0.203 | 0.209 | 0.088 | 0.395 | 0.013 | 0.216 | 0.002
| 0.528 | 0.251 | 0.172 | 0.281 | 0.076 | 0.574 | 0.016 | 0.331 | 0.001
| 0.528 | 0.285 | 0.145 | 0.324 | 0.065 | 0.692 | 0.02 | 0.389 | 0.001
| 0.528 | 0.289 | 0.128 | 0.339 | 0.055 | 0.761 | 0.019 | 0.434 | 0.001
| 0.528 | 0.267 | 0.118 | 0.318 | 0.048 | 0.775 | 0.021 | 0.433 | 0
| 0.528 | 0.224 | 0.112 | 0.257 | 0.044 | 0.719 | 0.024 | 0.388 | 0
| 0.528 | 0.155 | 0.107 | 0.176 | 0.041 | 0.6 | 0.028 | 0.304 | 0
| 0.528 | 0.081 | 0.097 | 0.092 | 0.035 | 0.426 | 0.032 | 0.193 | 0
| 0.528 | 0.019 | 0.075 | 0.022 | 0.028 | 0.199 | 0.045 | 0.071 | 0
| 0.528 | 0 | 0.083 | 0 | 0.058 | 0.026 | 0.061 | 0.003 | 0
| 0.528 | 0 | 0.096 | 0 | 0.085 | 0 | 0.07 | 0 | 0.001
| 0.528 | 0 | 0.101 | 0 | 0.079 | 0 | 0.069 | 0 | 0.001
| 0.528 | 0 | 0.133 | 0 | 0.061 | 0 | 0.06 | 0 | 0.001
| 0.528 | 0 | 0.124 | 0 | 0.042 | 0 | 0.053 | 0 | 0.001
| 0.528 | 0 | 0.122 | 0 | 0.032 | 0 | 0.045 | 0 | 0.003
| 0.528 | 0 | 0.082 | 0 | 0.029 | 0 | 0.042 | 0 | 0.006
| 0.528 | 0 | 0.099 | 0 | 0.032 | 0 | 0.041 | 0 | 0.009
| 0.528 | 0 | 0.105 | 0 | 0.042 | 0 | 0.042 | 0 | 0.015
| 0.528 | 0 | 0.104 | 0 | 0.058 | 0 | 0.044 | 0 | 0.023
| 0.528 | 0 | 0.109 | 0 | 0.066 | 0 | 0.041 | 0 | 0.03
| 0.528 | 0 | 0.117 | 0 | 0.066 | 0 | 0.038 | 0 | 0.039
| 0.528 | 0.013 | 0.122 | 0.008 | 0.063 | 0 | 0.037 | 0 | 0.046
| 0.528 | 0.117 | 0.088 | 0.085 | 0.049 | 0.058 | 0.036 | 0.049 | 0.058
| 0.528 | 0.263 | 0.065 | 0.235 | 0.009 | 0.278 | 0.035 | 0.179 | 0.058
| 0.528 | 0.37 | 0.098 | 0.425 | 0.007 | 0.508 | 0.026 | 0.347 | 0.071
| 0.528 | 0.441 | 0.093 | 0.571 | 0.009 | 0.688 | 0.017 | 0.47 | 0.1
| 0.528 | 0.481 | 0.08 | 0.561 | 0.015 | 0.805 | 0.028 | 0.54 | 0.119
| 0.528 | 0.469 | 0.07 | 0.486 | 0.021 | 0.848 | 0.043 | 0.555 | 0.128
| 0.528 | 0.412 | 0.065 | 0.377 | 0.028 | 0.839 | 0.058 | 0.535 | 0.126
| 0.528 | 0.346 | 0.068 | 0.301 | 0.038 | 0.764 | 0.07 | 0.488 | 0.122
| 0.528 | 0.239 | 0.078 | 0.214 | 0.046 | 0.6 | 0.079 | 0.39 | 0.125
| 0.528 | 0.127 | 0.084 | 0.129 | 0.051 | 0.374 | 0.09 | 0.247 | 0.132
| 0.528 | 0.035 | 0.084 | 0.034 | 0.076 | 0.154 | 0.094 | 0.09 | 0.163
| 0.528 | 0 | 0.12 | 0 | 0.145 | 0.02 | 0.112 | 0.005 | 0.228
| 0.528 | 0 | 0.134 | 0 | 0.19 | 0 | 0.123 | 0 | 0.289
| 0.528 | 0 | 0.099 | 0 | 0.209 | 0 | 0.108 | 0 | 0.318
| 0.528 | 0 | 0.084 | 0 | 0.22 | 0 | 0.091 | 0 | 0.329
| 0.528 | 0 | 0.08 | 0 | 0.204 | 0 | 0.077 | 0 | 0.325
| 0.528 | 0 | 0.077 | 0 | 0.163 | 0 | 0.059 | 0 | 0.302
| 0.528 | 0 | 0.084 | 0 | 0.128 | 0 | 0.055 | 0 | 0.295
| 0.528 | 0 | 0.099 | 0 | 0.104 | 0 | 0.067 | 0 | 0.294
| 0.528 | 0 | 0.102 | 0 | 0.095 | 0 | 0.078 | 0 | 0.269
| 0.528 | 0 | 0.123 | 0 | 0.1 | 0 | 0.085 | 0 | 0.241
| 0.528 | 0 | 0.114 | 0 | 0.109 | 0 | 0.086 | 0 | 0.221
| 0.528 | 0 | 0.093 | 0 | 0.107 | 0 | 0.084 | 0 | 0.192
| 0.528 | 0.017 | 0.084 | 0.024 | 0.095 | 0 | 0.084 | 0 | 0.157
| 0.528 | 0.133 | 0.032 | 0.213 | 0.055 | 0.045 | 0.058 | 0.116 | 0.124
| 0.528 | 0.3 | 0.048 | 0.447 | 0.039 | 0.235 | 0.035 | 0.352 | 0.095
| 0.528 | 0.448 | 0.088 | 0.639 | 0.009 | 0.497 | 0.016 | 0.567 | 0.061
| 0.528 | 0.561 | 0.087 | 0.765 | 0.008 | 0.703 | 0.011 | 0.727 | 0.07
| 0.528 | 0.62 | 0.083 | 0.828 | 0.002 | 0.817 | 0.016 | 0.822 | 0.065
| 0.528 | 0.581 | 0.078 | 0.819 | 0 | 0.863 | 0.017 | 0.856 | 0.056
| 0.528 | 0.502 | 0.072 | 0.747 | 0 | 0.851 | 0.027 | 0.83 | 0.045
| 0.528 | 0.413 | 0.065 | 0.607 | 0 | 0.781 | 0.041 | 0.746 | 0.033
| 0.528 | 0.272 | 0.054 | 0.43 | 0.001 | 0.653 | 0.048 | 0.588 | 0.024
| 0.528 | 0.151 | 0.038 | 0.199 | 0.006 | 0.469 | 0.047 | 0.325 | 0.017
| 0.528 | 0.04 | 0.03 | 0.053 | 0.019 | 0.242 | 0.041 | 0.099 | 0.011
| 0.528 | 0 | 0.048 | 0 | 0.03 | 0.041 | 0.039 | 0.006 | 0.009
| 0.528 | 0 | 0.038 | 0 | 0.032 | 0 | 0.02 | 0 | 0.008
| 0.528 | 0 | 0.02 | 0 | 0.038 | 0 | 0.013 | 0 | 0.008
| 0.528 | 0 | 0.008 | 0 | 0.059 | 0 | 0.011 | 0 | 0.007
| 0.528 | 0 | 0.002 | 0 | 0.104 | 0 | 0.01 | 0 | 0.007
| 0.528 | 0 | 0.001 | 0 | 0.161 | 0 | 0.012 | 0 | 0.006
| 0.528 | 0 | 0.001 | 0 | 0.188 | 0 | 0.015 | 0 | 0.005
| 0.528 | 0 | 0.001 | 0 | 0.164 | 0 | 0.025 | 0 | 0.005
| 0.528 | 0 | 0.001 | 0 | 0.153 | 0 | 0.034 | 0 | 0.006
| 0.528 | 0 | 0.001 | 0 | 0.154 | 0 | 0.036 | 0 | 0.008
| 0.528 | 0 | 0.003 | 0 | 0.133 | 0 | 0.038 | 0 | 0.011
| 0.528 | 0 | 0.004 | 0 | 0.099 | 0 | 0.042 | 0 | 0.012
| 0.528 | 0.025 | 0.004 | 0.013 | 0.084 | 0 | 0.047 | 0 | 0.013
| 0.528 | 0.163 | 0.004 | 0.076 | 0.088 | 0.058 | 0.036 | 0.11 | 0.014
| 0.528 | 0.34 | 0.002 | 0.151 | 0.033 | 0.257 | 0.02 | 0.35 | 0.017
| 0.528 | 0.488 | 0.012 | 0.23 | 0.044 | 0.48 | 0.012 | 0.57 | 0.017
| 0.528 | 0.544 | 0.03 | 0.299 | 0.101 | 0.65 | 0.01 | 0.735 | 0.024
| 0.528 | 0.529 | 0.036 | 0.303 | 0.121 | 0.765 | 0.01 | 0.826 | 0.038
| 0.528 | 0.483 | 0.037 | 0.304 | 0.14 | 0.82 | 0.012 | 0.854 | 0.051
| 0.528 | 0.422 | 0.047 | 0.291 | 0.144 | 0.834 | 0.027 | 0.827 | 0.042
| 0.528 | 0.353 | 0.063 | 0.276 | 0.141 | 0.78 | 0.051 | 0.706 | 0.031
| 0.528 | 0.241 | 0.074 | 0.22 | 0.121 | 0.645 | 0.068 | 0.526 | 0.027
| 0.528 | 0.13 | 0.057 | 0.142 | 0.087 | 0.466 | 0.069 | 0.266 | 0.025
| 0.528 | 0.043 | 0.088 | 0.046 | 0.095 | 0.23 | 0.063 | 0.094 | 0.029
| 0.528 | 0 | 0.184 | 0 | 0.134 | 0.039 | 0.077 | 0.008 | 0.048
| 0.528 | 0 | 0.255 | 0 | 0.149 | 0 | 0.075 | 0 | 0.072
| 0.528 | 0 | 0.266 | 0 | 0.154 | 0 | 0.071 | 0 | 0.082
| 0.528 | 0 | 0.237 | 0 | 0.136 | 0 | 0.072 | 0 | 0.089
| 0.528 | 0 | 0.211 | 0 | 0.1 | 0 | 0.087 | 0 | 0.106
| 0.528 | 0 | 0.199 | 0 | 0.059 | 0 | 0.118 | 0 | 0.145
| 0.528 | 0 | 0.187 | 0 | 0.027 | 0 | 0.112 | 0 | 0.19
| 0.528 | 0 | 0.176 | 0 | 0.01 | 0 | 0.104 | 0 | 0.262
| 0.528 | 0 | 0.178 | 0 | 0.005 | 0 | 0.146 | 0 | 0.338
| 0.528 | 0 | 0.178 | 0 | 0.008 | 0 | 0.171 | 0 | 0.391
| 0.528 | 0 | 0.163 | 0 | 0.022 | 0 | 0.178 | 0 | 0.431
| 0.528 | 0 | 0.118 | 0 | 0.049 | 0 | 0.213 | 0 | 0.469
| 0.528 | 0.026 | 0.076 | 0.028 | 0.08 | 0 | 0.232 | 0 | 0.53
| 0.528 | 0.163 | 0.04 | 0.205 | 0.07 | 0.069 | 0.198 | 0.034 | 0.54
| 0.528 | 0.359 | 0.067 | 0.454 | 0.025 | 0.283 | 0.147 | 0.088 | 0.535
| 0.528 | 0.61 | 0.123 | 0.651 | 0.011 | 0.51 | 0.11 | 0.163 | 0.566
| 0.528 | 0.698 | 0.139 | 0.774 | 0.021 | 0.689 | 0.158 | 0.27 | 0.583
| 0.528 | 0.741 | 0.152 | 0.837 | 0.034 | 0.798 | 0.264 | 0.343 | 0.59
| 0.528 | 0.695 | 0.171 | 0.843 | 0.029 | 0.842 | 0.41 | 0.341 | 0.577
| 0.528 | 0.591 | 0.167 | 0.791 | 0.029 | 0.811 | 0.514 | 0.269 | 0.568
| 0.528 | 0.469 | 0.152 | 0.682 | 0.033 | 0.73 | 0.566 | 0.195 | 0.556
| 0.528 | 0.311 | 0.143 | 0.515 | 0.03 | 0.539 | 0.578 | 0.131 | 0.529
| 0.528 | 0.139 | 0.149 | 0.29 | 0.032 | 0.338 | 0.574 | 0.079 | 0.506
| 0.528 | 0.032 | 0.157 | 0.076 | 0.063 | 0.153 | 0.574 | 0.033 | 0.503
| 0.528 | 0 | 0.167 | 0 | 0.121 | 0.028 | 0.559 | 0.002 | 0.501
| 0.528 | 0 | 0.144 | 0 | 0.15 | 0 | 0.47 | 0 | 0.492
| 0.528 | 0 | 0.119 | 0 | 0.15 | 0 | 0.453 | 0 | 0.484
| 0.528 | 0 | 0.094 | 0 | 0.14 | 0 | 0.4 | 0 | 0.432
| 0.528 | 0 | 0.074 | 0 | 0.129 | 0 | 0.364 | 0 | 0.387
| 0.528 | 0 | 0.065 | 0 | 0.099 | 0 | 0.302 | 0 | 0.347
| 0.528 | 0 | 0.054 | 0 | 0.044 | 0 | 0.225 | 0 | 0.333
| 0.528 | 0 | 0.048 | 0 | 0.006 | 0 | 0.217 | 0 | 0.332
| 0.528 | 0 | 0.058 | 0 | 0.005 | 0 | 0.217 | 0 | 0.31
| 0.528 | 0 | 0.065 | 0 | 0.068 | 0 | 0.215 | 0 | 0.264
| 0.528 | 0 | 0.084 | 0 | 0.167 | 0 | 0.21 | 0 | 0.229
| 0.528 | 0 | 0.085 | 0 | 0.202 | 0 | 0.193 | 0 | 0.201
| 0.528 | 0.016 | 0.1 | 0.025 | 0.145 | 0 | 0.167 | 0 | 0.208
| 0.528 | 0.103 | 0.132 | 0.167 | 0.059 | 0.052 | 0.135 | 0.068 | 0.189
| 0.528 | 0.188 | 0.201 | 0.328 | 0.031 | 0.206 | 0.102 | 0.227 | 0.153
| 0.528 | 0.26 | 0.261 | 0.483 | 0.059 | 0.39 | 0.09 | 0.429 | 0.158
| 0.528 | 0.335 | 0.313 | 0.618 | 0.091 | 0.554 | 0.109 | 0.551 | 0.217
| 0.528 | 0.395 | 0.365 | 0.641 | 0.118 | 0.655 | 0.213 | 0.54 | 0.288
| 0.528 | 0.413 | 0.416 | 0.572 | 0.141 | 0.704 | 0.367 | 0.506 | 0.365
| 0.528 | 0.371 | 0.459 | 0.463 | 0.165 | 0.711 | 0.528 | 0.424 | 0.377
| 0.528 | 0.317 | 0.513 | 0.402 | 0.186 | 0.624 | 0.628 | 0.411 | 0.376
| 0.528 | 0.216 | 0.538 | 0.281 | 0.186 | 0.488 | 0.698 | 0.349 | 0.395
| 0.528 | 0.118 | 0.517 | 0.158 | 0.142 | 0.325 | 0.7 | 0.243 | 0.411
| 0.528 | 0.034 | 0.558 | 0.055 | 0.147 | 0.148 | 0.679 | 0.11 | 0.444
| 0.528 | 0 | 0.597 | 0 | 0.212 | 0.029 | 0.671 | 0.013 | 0.491
| 0.528 | 0 | 0.59 | 0 | 0.251 | 0 | 0.657 | 0 | 0.55
| 0.528 | 0 | 0.556 | 0 | 0.234 | 0 | 0.615 | 0 | 0.587
| 0.528 | 0 | 0.498 | 0 | 0.214 | 0 | 0.574 | 0 | 0.602
| 0.528 | 0 | 0.495 | 0 | 0.198 | 0 | 0.517 | 0 | 0.608
| 0.528 | 0 | 0.498 | 0 | 0.172 | 0 | 0.459 | 0 | 0.602
| 0.528 | 0 | 0.498 | 0 | 0.142 | 0 | 0.432 | 0 | 0.583
| 0.528 | 0 | 0.544 | 0 | 0.131 | 0 | 0.441 | 0 | 0.544
| 0.528 | 0 | 0.523 | 0 | 0.102 | 0 | 0.439 | 0 | 0.501
| 0.528 | 0 | 0.499 | 0 | 0.061 | 0 | 0.408 | 0 | 0.469
| 0.528 | 0 | 0.463 | 0 | 0.025 | 0 | 0.339 | 0 | 0.44
| 0.528 | 0 | 0.413 | 0 | 0.007 | 0 | 0.287 | 0 | 0.413
| 0.528 | 0.016 | 0.376 | 0.035 | 0.002 | 0 | 0.256 | 0.002 | 0.386
| 0.528 | 0.11 | 0.394 | 0.216 | 0.001 | 0.091 | 0.229 | 0.095 | 0.353
| 0.528 | 0.238 | 0.38 | 0.45 | 0 | 0.329 | 0.192 | 0.267 | 0.314
| 0.528 | 0.352 | 0.35 | 0.639 | 0 | 0.557 | 0.108 | 0.439 | 0.282
| 0.528 | 0.456 | 0.308 | 0.717 | 0 | 0.734 | 0.114 | 0.544 | 0.254
| 0.528 | 0.496 | 0.272 | 0.686 | 0.001 | 0.842 | 0.196 | 0.566 | 0.206
| 0.528 | 0.499 | 0.241 | 0.482 | 0.001 | 0.888 | 0.234 | 0.49 | 0.153
| 0.528 | 0.452 | 0.212 | 0.376 | 0.004 | 0.875 | 0.263 | 0.418 | 0.122
| 0.528 | 0.381 | 0.194 | 0.309 | 0.009 | 0.805 | 0.27 | 0.361 | 0.114
| 0.528 | 0.264 | 0.179 | 0.233 | 0.014 | 0.679 | 0.261 | 0.279 | 0.11
| 0.528 | 0.146 | 0.145 | 0.138 | 0.01 | 0.498 | 0.235 | 0.186 | 0.112
| 0.528 | 0.048 | 0.101 | 0.051 | 0.009 | 0.273 | 0.215 | 0.086 | 0.126
| 0.528 | 0 | 0.138 | 0 | 0.007 | 0.061 | 0.216 | 0.011 | 0.155
| 0.528 | 0 | 0.172 | 0 | 0.002 | 0 | 0.192 | 0 | 0.165
| 0.528 | 0 | 0.182 | 0 | 0 | 0 | 0.138 | 0 | 0.145
| 0.528 | 0 | 0.178 | 0 | 0 | 0 | 0.116 | 0 | 0.133
| 0.528 | 0 | 0.188 | 0 | 0 | 0 | 0.095 | 0 | 0.124
| 0.528 | 0 | 0.172 | 0 | 0 | 0 | 0.082 | 0 | 0.124
| 0.528 | 0 | 0.137 | 0 | 0 | 0 | 0.068 | 0 | 0.131
| 0.528 | 0 | 0.108 | 0 | 0 | 0 | 0.057 | 0 | 0.155
| 0.528 | 0 | 0.114 | 0 | 0 | 0 | 0.049 | 0 | 0.192
| 0.528 | 0 | 0.107 | 0 | 0 | 0 | 0.042 | 0 | 0.212
| 0.528 | 0 | 0.114 | 0 | 0 | 0 | 0.038 | 0 | 0.22
| 0.528 | 0 | 0.101 | 0 | 0 | 0 | 0.037 | 0 | 0.217
| 0.528 | 0.033 | 0.073 | 0.033 | 0.001 | 0 | 0.038 | 0.002 | 0.222
| 0.528 | 0.168 | 0.037 | 0.191 | 0.003 | 0.064 | 0.039 | 0.119 | 0.212
| 0.528 | 0.38 | 0.03 | 0.398 | 0.002 | 0.256 | 0.028 | 0.351 | 0.18
| 0.528 | 0.609 | 0.086 | 0.609 | 0 | 0.512 | 0.015 | 0.571 | 0.159
| 0.528 | 0.72 | 0.096 | 0.748 | 0 | 0.716 | 0.021 | 0.734 | 0.176
| 0.528 | 0.717 | 0.075 | 0.809 | 0 | 0.833 | 0.044 | 0.834 | 0.157
| 0.528 | 0.69 | 0.054 | 0.782 | 0 | 0.879 | 0.077 | 0.854 | 0.127
| 0.528 | 0.63 | 0.041 | 0.697 | 0 | 0.866 | 0.106 | 0.79 | 0.104
| 0.528 | 0.508 | 0.04 | 0.6 | 0 | 0.797 | 0.107 | 0.631 | 0.088
| 0.528 | 0.366 | 0.039 | 0.403 | 0.001 | 0.671 | 0.103 | 0.438 | 0.075
| 0.528 | 0.203 | 0.029 | 0.279 | 0.002 | 0.473 | 0.099 | 0.263 | 0.06
| 0.528 | 0.068 | 0.049 | 0.089 | 0.016 | 0.219 | 0.104 | 0.114 | 0.055
| 0.528 | 0 | 0.13 | 0 | 0.049 | 0.044 | 0.134 | 0.015 | 0.07
| 0.528 | 0 | 0.162 | 0 | 0.066 | 0 | 0.126 | 0 | 0.079
| 0.528 | 0 | 0.14 | 0 | 0.07 | 0 | 0.101 | 0 | 0.076
| 0.528 | 0 | 0.107 | 0 | 0.073 | 0 | 0.084 | 0 | 0.07
| 0.528 | 0 | 0.065 | 0 | 0.088 | 0 | 0.071 | 0 | 0.058
| 0.528 | 0 | 0.04 | 0 | 0.097 | 0 | 0.056 | 0 | 0.05
| 0.528 | 0 | 0.023 | 0 | 0.088 | 0 | 0.045 | 0 | 0.045
| 0.528 | 0 | 0.009 | 0 | 0.045 | 0 | 0.04 | 0 | 0.044
| 0.528 | 0 | 0.003 | 0 | 0.013 | 0 | 0.039 | 0 | 0.049
| 0.528 | 0 | 0.005 | 0 | 0.004 | 0 | 0.041 | 0 | 0.055
| 0.528 | 0 | 0.003 | 0 | 0.003 | 0 | 0.044 | 0 | 0.059
| 0.528 | 0 | 0.002 | 0 | 0.006 | 0 | 0.046 | 0 | 0.058
| 0.528 | 0.04 | 0.002 | 0.045 | 0.016 | 0 | 0.047 | 0.003 | 0.061
| 0.528 | 0.209 | 0 | 0.226 | 0.015 | 0.079 | 0.047 | 0.087 | 0.067
| 0.528 | 0.435 | 0 | 0.434 | 0.001 | 0.299 | 0.03 | 0.269 | 0.07
| 0.528 | 0.659 | 0 | 0.622 | 0 | 0.517 | 0.012 | 0.502 | 0.072
| 0.528 | 0.82 | 0 | 0.774 | 0 | 0.687 | 0.015 | 0.686 | 0.142
| 0.528 | 0.873 | 0 | 0.821 | 0 | 0.808 | 0.035 | 0.791 | 0.157
| 0.528 | 0.881 | 0 | 0.84 | 0 | 0.866 | 0.057 | 0.824 | 0.165
| 0.528 | 0.818 | 0.001 | 0.796 | 0 | 0.853 | 0.088 | 0.803 | 0.15
| 0.528 | 0.682 | 0.003 | 0.69 | 0.002 | 0.794 | 0.116 | 0.749 | 0.142
| 0.528 | 0.495 | 0.012 | 0.529 | 0.005 | 0.671 | 0.134 | 0.601 | 0.147
| 0.528 | 0.274 | 0.027 | 0.321 | 0.011 | 0.495 | 0.136 | 0.391 | 0.149
| 0.528 | 0.082 | 0.073 | 0.109 | 0.032 | 0.273 | 0.141 | 0.181 | 0.153
| 0.528 | 0 | 0.155 | 0.001 | 0.048 | 0.067 | 0.174 | 0.023 | 0.167
| 0.528 | 0 | 0.171 | 0 | 0.03 | 0 | 0.167 | 0 | 0.148
| 0.528 | 0 | 0.155 | 0 | 0.011 | 0 | 0.109 | 0 | 0.127
| 0.528 | 0 | 0.135 | 0 | 0.011 | 0 | 0.075 | 0 | 0.109
| 0.528 | 0 | 0.107 | 0 | 0.025 | 0 | 0.058 | 0 | 0.086
| 0.528 | 0 | 0.093 | 0 | 0.054 | 0 | 0.053 | 0 | 0.057
| 0.528 | 0 | 0.074 | 0 | 0.086 | 0 | 0.048 | 0 | 0.046
| 0.528 | 0 | 0.064 | 0 | 0.059 | 0 | 0.051 | 0 | 0.044
| 0.528 | 0 | 0.056 | 0 | 0.028 | 0 | 0.05 | 0 | 0.042
| 0.528 | 0 | 0.05 | 0 | 0.033 | 0 | 0.044 | 0 | 0.039
| 0.528 | 0 | 0.053 | 0 | 0.031 | 0 | 0.038 | 0 | 0.035
| 0.528 | 0 | 0.054 | 0 | 0.027 | 0 | 0.034 | 0 | 0.032
| 0.528 | 0.018 | 0.048 | 0.038 | 0.037 | 0 | 0.032 | 0.001 | 0.033
| 0.528 | 0.096 | 0.043 | 0.207 | 0.048 | 0.089 | 0.027 | 0.049 | 0.035
| 0.528 | 0.216 | 0.056 | 0.424 | 0.034 | 0.304 | 0.018 | 0.133 | 0.031
| 0.528 | 0.361 | 0.093 | 0.627 | 0.064 | 0.537 | 0.009 | 0.224 | 0.037
| 0.528 | 0.475 | 0.158 | 0.759 | 0.1 | 0.72 | 0.008 | 0.303 | 0.066
| 0.528 | 0.519 | 0.196 | 0.812 | 0.136 | 0.835 | 0.011 | 0.365 | 0.077
| 0.528 | 0.509 | 0.206 | 0.765 | 0.163 | 0.874 | 0.025 | 0.405 | 0.085
| 0.528 | 0.441 | 0.208 | 0.621 | 0.184 | 0.859 | 0.031 | 0.402 | 0.078
| 0.528 | 0.379 | 0.22 | 0.483 | 0.203 | 0.789 | 0.048 | 0.4 | 0.07
| 0.528 | 0.271 | 0.223 | 0.343 | 0.217 | 0.665 | 0.06 | 0.334 | 0.063
| 0.528 | 0.155 | 0.223 | 0.201 | 0.201 | 0.487 | 0.059 | 0.238 | 0.057
| 0.528 | 0.05 | 0.264 | 0.067 | 0.187 | 0.273 | 0.072 | 0.119 | 0.053
| 0.528 | 0 | 0.32 | 0.001 | 0.24 | 0.07 | 0.087 | 0.02 | 0.056
| 0.528 | 0 | 0.357 | 0 | 0.224 | 0 | 0.081 | 0 | 0.065
| 0.528 | 0 | 0.379 | 0 | 0.215 | 0 | 0.065 | 0 | 0.069
| 0.528 | 0 | 0.385 | 0 | 0.177 | 0 | 0.058 | 0 | 0.077
| 0.528 | 0 | 0.398 | 0 | 0.155 | 0 | 0.052 | 0 | 0.089
| 0.528 | 0 | 0.342 | 0 | 0.141 | 0 | 0.044 | 0 | 0.103
| 0.528 | 0 | 0.306 | 0 | 0.146 | 0 | 0.041 | 0 | 0.126
| 0.528 | 0 | 0.269 | 0 | 0.126 | 0 | 0.038 | 0 | 0.146
| 0.528 | 0 | 0.218 | 0 | 0.107 | 0 | 0.038 | 0 | 0.159
| 0.528 | 0 | 0.168 | 0 | 0.1 | 0 | 0.038 | 0 | 0.162
| 0.528 | 0 | 0.144 | 0 | 0.095 | 0 | 0.037 | 0 | 0.166
| 0.528 | 0 | 0.137 | 0 | 0.09 | 0 | 0.032 | 0 | 0.165
| 0.528 | 0.045 | 0.103 | 0.05 | 0.093 | 0 | 0.026 | 0.005 | 0.162
| 0.528 | 0.21 | 0.104 | 0.227 | 0.072 | 0.078 | 0.024 | 0.148 | 0.155
| 0.528 | 0.429 | 0.145 | 0.438 | 0.067 | 0.271 | 0.016 | 0.374 | 0.167
| 0.528 | 0.618 | 0.175 | 0.642 | 0.071 | 0.522 | 0.005 | 0.579 | 0.148
| 0.528 | 0.762 | 0.178 | 0.784 | 0.076 | 0.716 | 0.004 | 0.732 | 0.145
| 0.528 | 0.799 | 0.157 | 0.79 | 0.079 | 0.818 | 0.008 | 0.825 | 0.126
| 0.528 | 0.731 | 0.128 | 0.737 | 0.074 | 0.86 | 0.01 | 0.858 | 0.102
| 0.528 | 0.607 | 0.106 | 0.67 | 0.063 | 0.847 | 0.013 | 0.832 | 0.077
| 0.528 | 0.509 | 0.095 | 0.581 | 0.054 | 0.78 | 0.015 | 0.747 | 0.058
| 0.528 | 0.365 | 0.088 | 0.431 | 0.05 | 0.66 | 0.012 | 0.601 | 0.044
| 0.528 | 0.214 | 0.073 | 0.281 | 0.047 | 0.485 | 0.009 | 0.417 | 0.028
| 0.528 | 0.078 | 0.06 | 0.108 | 0.082 | 0.27 | 0.007 | 0.208 | 0.02
| 0.528 | 0.001 | 0.1 | 0.002 | 0.224 | 0.072 | 0.005 | 0.034 | 0.019
| 0.528 | 0 | 0.106 | 0 | 0.403 | 0 | 0.002 | 0 | 0.014
| 0.528 | 0 | 0.07 | 0 | 0.404 | 0 | 0.001 | 0 | 0.008
| 0.528 | 0 | 0.032 | 0 | 0.29 | 0 | 0 | 0 | 0.005
| 0.528 | 0 | 0.008 | 0 | 0.19 | 0 | 0 | 0 | 0.003
| 0.528 | 0 | 0.003 | 0 | 0.146 | 0 | 0 | 0 | 0.002
| 0.528 | 0 | 0.002 | 0 | 0.132 | 0 | 0 | 0 | 0.002
| 0.528 | 0 | 0.002 | 0 | 0.132 | 0 | 0 | 0 | 0.001
| 0.528 | 0 | 0.002 | 0 | 0.147 | 0 | 0 | 0 | 0.001
| 0.528 | 0 | 0.003 | 0 | 0.167 | 0 | 0 | 0 | 0.001
| 0.528 | 0 | 0.008 | 0 | 0.186 | 0 | 0 | 0 | 0.001
| 0.528 | 0 | 0.022 | 0 | 0.208 | 0 | 0 | 0 | 0.001
| 0.528 | 0.053 | 0.028 | 0.051 | 0.2 | 0.001 | 0 | 0.005 | 0.002
| 0.528 | 0.221 | 0.017 | 0.223 | 0.104 | 0.066 | 0 | 0.136 | 0.003
| 0.528 | 0.473 | 0.009 | 0.448 | 0.017 | 0.205 | 0 | 0.347 | 0.005
| 0.528 | 0.711 | 0.012 | 0.644 | 0.009 | 0.395 | 0 | 0.567 | 0.002
| 0.528 | 0.842 | 0.026 | 0.766 | 0.061 | 0.589 | 0 | 0.738 | 0.001
| 0.528 | 0.9 | 0.032 | 0.811 | 0.104 | 0.745 | 0 | 0.824 | 0
| 0.528 | 0.899 | 0.039 | 0.821 | 0.122 | 0.811 | 0 | 0.854 | 0
| 0.528 | 0.844 | 0.035 | 0.753 | 0.138 | 0.81 | 0 | 0.829 | 0
| 0.528 | 0.736 | 0.025 | 0.673 | 0.147 | 0.752 | 0 | 0.75 | 0
| 0.528 | 0.569 | 0.017 | 0.509 | 0.138 | 0.638 | 0 | 0.617 | 0
| 0.528 | 0.356 | 0.007 | 0.315 | 0.093 | 0.455 | 0 | 0.426 | 0
| 0.528 | 0.121 | 0.012 | 0.12 | 0.093 | 0.259 | 0 | 0.216 | 0
| 0.528 | 0.002 | 0.019 | 0.003 | 0.185 | 0.072 | 0 | 0.039 | 0
| 0.528 | 0 | 0.026 | 0 | 0.235 | 0 | 0 | 0 | 0
| 0.528 | 0 | 0.034 | 0 | 0.196 | 0 | 0 | 0 | 0
| 0.528 | 0 | 0.04 | 0 | 0.147 | 0 | 0 | 0 | 0
| 0.528 | 0 | 0.041 | 0 | 0.118 | 0 | 0 | 0 | 0
| 0.528 | 0 | 0.035 | 0 | 0.093 | 0 | 0 | 0 | 0
| 0.528 | 0 | 0.024 | 0 | 0.074 | 0 | 0 | 0 | 0
| 0.528 | 0 | 0.01 | 0 | 0.061 | 0 | 0 | 0 | 0
| 0.528 | 0 | 0.002 | 0 | 0.066 | 0 | 0 | 0 | 0
| 0.528 | 0 | 0 | 0 | 0.076 | 0 | 0 | 0 | 0
| 0.528 | 0 | 0 | 0 | 0.077 | 0 | 0 | 0 | 0
| 0.528 | 0 | 0 | 0 | 0.07 | 0 | 0 | 0 | 0
| 0.528 | 0.059 | 0 | 0.05 | 0.071 | 0 | 0 | 0.007 | 0
| 0.528 | 0.266 | 0 | 0.152 | 0.039 | 0.047 | 0 | 0.131 | 0
| 0.528 | 0.486 | 0 | 0.228 | 0.02 | 0.142 | 0 | 0.253 | 0
| 0.528 | 0.67 | 0 | 0.277 | 0.045 | 0.265 | 0 | 0.347 | 0
| 0.528 | 0.8 | 0.002 | 0.32 | 0.086 | 0.412 | 0 | 0.42 | 0
| 0.528 | 0.864 | 0.006 | 0.336 | 0.123 | 0.448 | 0 | 0.459 | 0
| 0.528 | 0.87 | 0.008 | 0.321 | 0.14 | 0.481 | 0 | 0.444 | 0.001
| 0.528 | 0.81 | 0.005 | 0.261 | 0.131 | 0.439 | 0 | 0.425 | 0.002
| 0.528 | 0.688 | 0.003 | 0.198 | 0.126 | 0.377 | 0 | 0.38 | 0.004
| 0.528 | 0.464 | 0.001 | 0.128 | 0.108 | 0.275 | 0 | 0.31 | 0.005
| 0.528 | 0.246 | 0 | 0.07 | 0.102 | 0.182 | 0 | 0.228 | 0.004
| 0.528 | 0.071 | 0.001 | 0.025 | 0.104 | 0.095 | 0 | 0.129 | 0.003
| 0.528 | 0.001 | 0.003 | 0 | 0.136 | 0.031 | 0.002 | 0.03 | 0.002
| 0.528 | 0 | 0.009 | 0 | 0.112 | 0 | 0.004 | 0 | 0.001
| 0.528 | 0 | 0.017 | 0 | 0.082 | 0 | 0.007 | 0 | 0.001
| 0.528 | 0 | 0.025 | 0 | 0.08 | 0 | 0.011 | 0 | 0
| 0.528 | 0 | 0.037 | 0 | 0.092 | 0 | 0.012 | 0 | 0
| 0.528 | 0 | 0.063 | 0 | 0.078 | 0 | 0.014 | 0 | 0
| 0.528 | 0 | 0.094 | 0 | 0.074 | 0 | 0.015 | 0 | 0
| 0.528 | 0 | 0.094 | 0 | 0.074 | 0 | 0.017 | 0 | 0
| 0.528 | 0 | 0.112 | 0 | 0.07 | 0 | 0.019 | 0 | 0
| 0.528 | 0 | 0.112 | 0 | 0.06 | 0 | 0.021 | 0 | 0
| 0.528 | 0 | 0.112 | 0 | 0.055 | 0 | 0.022 | 0 | 0
| 0.528 | 0 | 0.101 | 0 | 0.054 | 0 | 0.021 | 0 | 0.001
| 0.528 | 0.035 | 0.076 | 0.035 | 0.042 | 0.002 | 0.019 | 0.002 | 0.002
| 0.528 | 0.133 | 0.058 | 0.13 | 0.021 | 0.064 | 0.02 | 0.036 | 0.002
| 0.528 | 0.262 | 0.049 | 0.273 | 0.012 | 0.198 | 0.014 | 0.094 | 0.001
| 0.528 | 0.378 | 0.038 | 0.393 | 0.011 | 0.362 | 0.011 | 0.19 | 0.001
| 0.528 | 0.467 | 0.03 | 0.481 | 0.01 | 0.498 | 0.015 | 0.325 | 0.002
| 0.528 | 0.496 | 0.021 | 0.487 | 0.011 | 0.637 | 0.022 | 0.429 | 0.018
| 0.528 | 0.474 | 0.012 | 0.464 | 0.014 | 0.707 | 0.03 | 0.402 | 0.045
| 0.528 | 0.41 | 0.005 | 0.413 | 0.022 | 0.644 | 0.032 | 0.319 | 0.054
| 0.528 | 0.329 | 0.002 | 0.363 | 0.035 | 0.572 | 0.031 | 0.227 | 0.05
| 0.528 | 0.248 | 0.003 | 0.273 | 0.05 | 0.477 | 0.029 | 0.14 | 0.046
| 0.528 | 0.164 | 0.01 | 0.171 | 0.061 | 0.352 | 0.026 | 0.08 | 0.049
| 0.528 | 0.066 | 0.03 | 0.079 | 0.086 | 0.2 | 0.028 | 0.035 | 0.066
| 0.528 | 0.002 | 0.074 | 0.005 | 0.162 | 0.055 | 0.046 | 0.005 | 0.084
| 0.528 | 0 | 0.118 | 0 | 0.234 | 0 | 0.056 | 0 | 0.093
| 0.528 | 0 | 0.127 | 0 | 0.228 | 0 | 0.067 | 0 | 0.095
| 0.528 | 0 | 0.13 | 0 | 0.267 | 0 | 0.075 | 0 | 0.094
| 0.528 | 0 | 0.108 | 0 | 0.294 | 0 | 0.069 | 0 | 0.094
| 0.528 | 0 | 0.073 | 0 | 0.265 | 0 | 0.058 | 0 | 0.102
| 0.528 | 0 | 0.058 | 0 | 0.227 | 0 | 0.053 | 0 | 0.113
| 0.528 | 0 | 0.052 | 0 | 0.192 | 0 | 0.045 | 0 | 0.113
| 0.528 | 0 | 0.053 | 0 | 0.181 | 0 | 0.039 | 0 | 0.104
| 0.528 | 0 | 0.049 | 0 | 0.193 | 0 | 0.036 | 0 | 0.092
| 0.528 | 0 | 0.038 | 0 | 0.169 | 0 | 0.031 | 0 | 0.083
| 0.528 | 0 | 0.03 | 0 | 0.124 | 0 | 0.027 | 0 | 0.063
| 0.528 | 0.019 | 0.029 | 0.025 | 0.13 | 0.003 | 0.021 | 0.001 | 0.047
| 0.528 | 0.07 | 0.015 | 0.082 | 0.135 | 0.115 | 0.013 | 0.03 | 0.028
| 0.528 | 0.14 | 0.009 | 0.149 | 0.175 | 0.334 | 0.01 | 0.098 | 0.01
| 0.528 | 0.218 | 0.005 | 0.201 | 0.251 | 0.554 | 0.004 | 0.176 | 0.009
| 0.528 | 0.269 | 0.005 | 0.209 | 0.298 | 0.719 | 0.003 | 0.288 | 0.016
| 0.528 | 0.291 | 0.012 | 0.197 | 0.304 | 0.823 | 0.002 | 0.404 | 0.017
| 0.528 | 0.279 | 0.02 | 0.216 | 0.233 | 0.862 | 0.003 | 0.458 | 0.017
| 0.528 | 0.227 | 0.046 | 0.271 | 0.126 | 0.831 | 0.002 | 0.492 | 0.021
| 0.528 | 0.174 | 0.08 | 0.319 | 0.06 | 0.729 | 0.001 | 0.483 | 0.027
| 0.528 | 0.124 | 0.099 | 0.254 | 0.022 | 0.599 | 0.001 | 0.405 | 0.028
| 0.528 | 0.085 | 0.124 | 0.146 | 0.008 | 0.439 | 0 | 0.305 | 0.024
| 0.528 | 0.033 | 0.133 | 0.052 | 0.015 | 0.256 | 0 | 0.165 | 0.012
| 0.528 | 0.001 | 0.148 | 0.002 | 0.062 | 0.082 | 0 | 0.038 | 0.005
| 0.528 | 0 | 0.132 | 0 | 0.132 | 0.001 | 0 | 0 | 0.003
| 0.528 | 0 | 0.129 | 0 | 0.169 | 0 | 0.002 | 0 | 0.001
| 0.528 | 0 | 0.124 | 0 | 0.153 | 0 | 0.007 | 0 | 0.001
| 0.528 | 0 | 0.123 | 0 | 0.097 | 0 | 0.012 | 0 | 0
| 0.528 | 0 | 0.131 | 0 | 0.08 | 0 | 0.016 | 0 | 0
| 0.528 | 0 | 0.167 | 0 | 0.07 | 0 | 0.021 | 0 | 0
| 0.528 | 0 | 0.18 | 0 | 0.079 | 0 | 0.021 | 0 | 0
| 0.528 | 0 | 0.219 | 0 | 0.087 | 0 | 0.02 | 0 | 0
| 0.528 | 0 | 0.209 | 0 | 0.099 | 0 | 0.017 | 0 | 0.001
| 0.528 | 0 | 0.176 | 0 | 0.108 | 0 | 0.012 | 0 | 0.002
| 0.528 | 0 | 0.136 | 0 | 0.132 | 0 | 0.009 | 0 | 0.004
| 0.528 | 0.049 | 0.086 | 0.064 | 0.135 | 0.004 | 0.007 | 0.011 | 0.006
| 0.528 | 0.17 | 0.027 | 0.259 | 0.083 | 0.077 | 0.006 | 0.126 | 0.006
| 0.528 | 0.325 | 0.008 | 0.464 | 0.071 | 0.22 | 0.007 | 0.297 | 0.002
| 0.528 | 0.498 | 0.012 | 0.651 | 0.045 | 0.395 | 0.003 | 0.48 | 0.001
| 0.528 | 0.623 | 0.026 | 0.742 | 0.04 | 0.608 | 0.009 | 0.633 | 0.001
| 0.528 | 0.673 | 0.048 | 0.748 | 0.049 | 0.748 | 0.028 | 0.756 | 0.005
| 0.528 | 0.714 | 0.078 | 0.758 | 0.063 | 0.816 | 0.039 | 0.817 | 0.01
| 0.528 | 0.695 | 0.095 | 0.677 | 0.056 | 0.816 | 0.047 | 0.698 | 0.01
| 0.528 | 0.631 | 0.099 | 0.634 | 0.035 | 0.734 | 0.054 | 0.556 | 0.009
| 0.528 | 0.445 | 0.087 | 0.478 | 0.02 | 0.553 | 0.056 | 0.384 | 0.009
| 0.528 | 0.254 | 0.09 | 0.288 | 0.008 | 0.348 | 0.049 | 0.196 | 0.006
| 0.528 | 0.083 | 0.127 | 0.109 | 0.005 | 0.18 | 0.036 | 0.083 | 0.001
| 0.528 | 0.005 | 0.183 | 0.007 | 0.006 | 0.056 | 0.033 | 0.017 | 0
| 0.528 | 0 | 0.241 | 0 | 0.004 | 0.001 | 0.026 | 0 | 0
| 0.528 | 0 | 0.291 | 0 | 0.001 | 0 | 0.017 | 0 | 0.001
| 0.528 | 0 | 0.301 | 0 | 0 | 0 | 0.014 | 0 | 0.001
| 0.528 | 0 | 0.31 | 0 | 0 | 0 | 0.015 | 0 | 0.003
| 0.528 | 0 | 0.28 | 0 | 0 | 0 | 0.017 | 0 | 0.008
| 0.528 | 0 | 0.189 | 0 | 0.002 | 0 | 0.019 | 0 | 0.013
| 0.528 | 0 | 0.167 | 0 | 0.003 | 0 | 0.017 | 0 | 0.019
| 0.528 | 0 | 0.143 | 0 | 0.006 | 0 | 0.015 | 0 | 0.021
| 0.528 | 0 | 0.145 | 0 | 0.011 | 0 | 0.013 | 0 | 0.02
| 0.528 | 0 | 0.155 | 0 | 0.019 | 0 | 0.011 | 0 | 0.018
| 0.528 | 0 | 0.161 | 0 | 0.035 | 0 | 0.01 | 0 | 0.016
| 0.528 | 0.032 | 0.139 | 0.053 | 0.029 | 0.002 | 0.009 | 0.004 | 0.016
| 0.528 | 0.121 | 0.11 | 0.164 | 0.002 | 0.057 | 0.011 | 0.051 | 0.017
| 0.528 | 0.276 | 0.089 | 0.307 | 0 | 0.173 | 0.009 | 0.145 | 0.012
| 0.528 | 0.426 | 0.181 | 0.465 | 0 | 0.283 | 0.004 | 0.237 | 0.012
| 0.528 | 0.517 | 0.272 | 0.606 | 0 | 0.347 | 0.008 | 0.255 | 0.014
| 0.528 | 0.455 | 0.286 | 0.723 | 0 | 0.392 | 0.011 | 0.251 | 0.011
| 0.528 | 0.516 | 0.248 | 0.716 | 0 | 0.409 | 0.011 | 0.252 | 0.013
| 0.528 | 0.506 | 0.195 | 0.687 | 0 | 0.42 | 0.013 | 0.238 | 0.018
| 0.528 | 0.422 | 0.191 | 0.606 | 0 | 0.41 | 0.019 | 0.209 | 0.024
| 0.528 | 0.278 | 0.187 | 0.472 | 0.001 | 0.327 | 0.03 | 0.162 | 0.035
| 0.528 | 0.139 | 0.208 | 0.279 | 0.005 | 0.22 | 0.042 | 0.106 | 0.042
| 0.528 | 0.042 | 0.249 | 0.101 | 0.026 | 0.12 | 0.047 | 0.051 | 0.034
| 0.528 | 0.002 | 0.289 | 0.007 | 0.047 | 0.042 | 0.051 | 0.012 | 0.026
| 0.528 | 0 | 0.297 | 0 | 0.04 | 0.001 | 0.064 | 0 | 0.031
| 0.528 | 0 | 0.313 | 0 | 0.021 | 0 | 0.074 | 0 | 0.028
| 0.528 | 0 | 0.324 | 0 | 0.016 | 0 | 0.074 | 0 | 0.019
| 0.528 | 0 | 0.351 | 0 | 0.019 | 0 | 0.06 | 0 | 0.015
| 0.528 | 0 | 0.389 | 0 | 0.017 | 0 | 0.054 | 0 | 0.015
| 0.528 | 0 | 0.413 | 0 | 0.015 | 0 | 0.054 | 0 | 0.037
| 0.528 | 0 | 0.464 | 0 | 0.022 | 0 | 0.057 | 0 | 0.04
| 0.528 | 0 | 0.499 | 0 | 0.038 | 0 | 0.048 | 0 | 0.026
| 0.528 | 0 | 0.523 | 0 | 0.072 | 0 | 0.057 | 0 | 0.012
| 0.528 | 0 | 0.55 | 0 | 0.12 | 0 | 0.069 | 0 | 0.017
| 0.528 | 0 | 0.574 | 0 | 0.184 | 0 | 0.049 | 0 | 0.042
| 0.528 | 0.047 | 0.544 | 0.06 | 0.251 | 0.005 | 0.036 | 0.005 | 0.061
| 0.528 | 0.174 | 0.479 | 0.169 | 0.179 | 0.079 | 0.034 | 0.046 | 0.049
| 0.528 | 0.37 | 0.417 | 0.273 | 0.093 | 0.149 | 0.037 | 0.119 | 0.033
| 0.528 | 0.616 | 0.466 | 0.432 | 0.117 | 0.207 | 0.042 | 0.189 | 0.039
| 0.528 | 0.721 | 0.528 | 0.598 | 0.263 | 0.349 | 0.18 | 0.299 | 0.039
| 0.528 | 0.777 | 0.532 | 0.641 | 0.38 | 0.524 | 0.3 | 0.316 | 0.012
| 0.528 | 0.758 | 0.503 | 0.675 | 0.376 | 0.571 | 0.323 | 0.303 | 0.003
| 0.528 | 0.669 | 0.49 | 0.598 | 0.355 | 0.603 | 0.272 | 0.268 | 0.001
| 0.528 | 0.515 | 0.519 | 0.513 | 0.298 | 0.546 | 0.188 | 0.192 | 0.003
| 0.528 | 0.391 | 0.513 | 0.402 | 0.237 | 0.426 | 0.124 | 0.13 | 0.007
| 0.528 | 0.188 | 0.477 | 0.236 | 0.252 | 0.262 | 0.062 | 0.079 | 0.018
| 0.528 | 0.05 | 0.433 | 0.102 | 0.325 | 0.164 | 0.029 | 0.04 | 0.038
| 0.528 | 0.002 | 0.413 | 0.012 | 0.407 | 0.062 | 0.029 | 0.008 | 0.064
| 0.528 | 0 | 0.39 | 0 | 0.491 | 0.002 | 0.045 | 0 | 0.129
| 0.528 | 0 | 0.302 | 0 | 0.481 | 0 | 0.057 | 0 | 0.27
| 0.528 | 0 | 0.228 | 0 | 0.432 | 0 | 0.072 | 0 | 0.386
| 0.528 | 0 | 0.204 | 0 | 0.392 | 0 | 0.082 | 0 | 0.379
| 0.528 | 0 | 0.221 | 0 | 0.308 | 0 | 0.1 | 0 | 0.295
| 0.528 | 0 | 0.191 | 0 | 0.264 | 0 | 0.129 | 0 | 0.217
| 0.528 | 0 | 0.138 | 0 | 0.136 | 0 | 0.147 | 0 | 0.16
| 0.528 | 0 | 0.141 | 0 | 0.054 | 0 | 0.158 | 0 | 0.119
| 0.528 | 0 | 0.164 | 0 | 0.015 | 0 | 0.171 | 0 | 0.095
| 0.528 | 0 | 0.168 | 0 | 0.054 | 0 | 0.177 | 0 | 0.082
| 0.528 | 0 | 0.248 | 0 | 0.192 | 0 | 0.139 | 0 | 0.087
| 0.528 | 0.016 | 0.266 | 0.014 | 0.324 | 0 | 0.122 | 0.002 | 0.104
| 0.528 | 0.063 | 0.286 | 0.044 | 0.355 | 0.019 | 0.13 | 0.028 | 0.148
| 0.528 | 0.126 | 0.343 | 0.076 | 0.237 | 0.057 | 0.124 | 0.064 | 0.201
| 0.528 | 0.188 | 0.466 | 0.106 | 0.134 | 0.123 | 0.116 | 0.112 | 0.251
| 0.528 | 0.237 | 0.535 | 0.131 | 0.139 | 0.178 | 0.121 | 0.161 | 0.341
| 0.528 | 0.26 | 0.568 | 0.146 | 0.17 | 0.278 | 0.227 | 0.182 | 0.442
| 0.528 | 0.301 | 0.582 | 0.159 | 0.174 | 0.342 | 0.472 | 0.186 | 0.437
| 0.528 | 0.331 | 0.617 | 0.162 | 0.201 | 0.361 | 0.511 | 0.167 | 0.356
| 0.528 | 0.287 | 0.62 | 0.154 | 0.234 | 0.45 | 0.618 | 0.142 | 0.264
| 0.528 | 0.186 | 0.599 | 0.115 | 0.255 | 0.378 | 0.739 | 0.111 | 0.203
| 0.528 | 0.099 | 0.589 | 0.084 | 0.308 | 0.337 | 0.726 | 0.067 | 0.155
| 0.528 | 0.039 | 0.599 | 0.052 | 0.407 | 0.218 | 0.722 | 0.04 | 0.128
| 0.528 | 0.002 | 0.712 | 0.007 | 0.562 | 0.086 | 0.714 | 0.015 | 0.118
| 0.528 | 0 | 0.644 | 0 | 0.641 | 0.004 | 0.649 | 0 | 0.116
| 0.528 | 0 | 0.613 | 0 | 0.592 | 0 | 0.552 | 0 | 0.119
| 0.528 | 0 | 0.601 | 0 | 0.498 | 0 | 0.432 | 0 | 0.142
| 0.528 | 0 | 0.561 | 0 | 0.44 | 0 | 0.32 | 0 | 0.155
| 0.528 | 0 | 0.553 | 0 | 0.41 | 0 | 0.211 | 0 | 0.167
| 0.528 | 0 | 0.557 | 0 | 0.391 | 0 | 0.156 | 0 | 0.135
| 0.528 | 0 | 0.609 | 0 | 0.394 | 0 | 0.135 | 0 | 0.113
| 0.528 | 0 | 0.695 | 0 | 0.402 | 0 | 0.145 | 0 | 0.101
| 0.528 | 0 | 0.705 | 0 | 0.403 | 0 | 0.136 | 0 | 0.098
| 0.528 | 0 | 0.713 | 0 | 0.411 | 0 | 0.137 | 0 | 0.101
| 0.528 | 0 | 0.785 | 0.001 | 0.437 | 0 | 0.133 | 0 | 0.151
| 0.528 | 0.047 | 0.737 | 0.068 | 0.42 | 0.006 | 0.142 | 0.01 | 0.143
| 0.528 | 0.148 | 0.679 | 0.251 | 0.425 | 0.075 | 0.13 | 0.069 | 0.134
| 0.528 | 0.258 | 0.678 | 0.443 | 0.391 | 0.19 | 0.148 | 0.138 | 0.172
| 0.528 | 0.365 | 0.738 | 0.576 | 0.441 | 0.295 | 0.27 | 0.232 | 0.244
| 0.528 | 0.47 | 0.762 | 0.614 | 0.686 | 0.408 | 0.424 | 0.282 | 0.291
| 0.528 | 0.591 | 0.78 | 0.567 | 0.781 | 0.441 | 0.473 | 0.388 | 0.309
| 0.528 | 0.64 | 0.781 | 0.459 | 0.762 | 0.468 | 0.449 | 0.368 | 0.237
| 0.528 | 0.618 | 0.774 | 0.346 | 0.661 | 0.397 | 0.394 | 0.314 | 0.173
| 0.528 | 0.555 | 0.751 | 0.297 | 0.568 | 0.311 | 0.366 | 0.277 | 0.136
| 0.528 | 0.434 | 0.719 | 0.229 | 0.555 | 0.242 | 0.317 | 0.215 | 0.107
| 0.528 | 0.283 | 0.666 | 0.097 | 0.602 | 0.176 | 0.241 | 0.13 | 0.083
| 0.528 | 0.117 | 0.63 | 0.03 | 0.646 | 0.107 | 0.2 | 0.074 | 0.061
| 0.528 | 0.009 | 0.625 | 0.002 | 0.637 | 0.046 | 0.194 | 0.024 | 0.068
| 0.528 | 0 | 0.582 | 0 | 0.604 | 0.002 | 0.203 | 0 | 0.093
| 0.528 | 0 | 0.537 | 0 | 0.547 | 0 | 0.177 | 0 | 0.115
| 0.528 | 0 | 0.522 | 0 | 0.481 | 0 | 0.154 | 0 | 0.087
| 0.528 | 0 | 0.538 | 0 | 0.399 | 0 | 0.157 | 0 | 0.063
| 0.528 | 0 | 0.54 | 0 | 0.382 | 0 | 0.163 | 0 | 0.069
| 0.528 | 0 | 0.55 | 0 | 0.349 | 0 | 0.228 | 0 | 0.077
| 0.528 | 0 | 0.538 | 0 | 0.333 | 0 | 0.224 | 0 | 0.09
| 0.528 | 0 | 0.543 | 0 | 0.367 | 0 | 0.181 | 0 | 0.104
| 0.528 | 0 | 0.558 | 0 | 0.404 | 0 | 0.167 | 0 | 0.111
| 0.528 | 0 | 0.557 | 0 | 0.541 | 0 | 0.149 | 0 | 0.12
| 0.528 | 0.002 | 0.562 | 0.002 | 0.656 | 0 | 0.138 | 0 | 0.125
| 0.528 | 0.075 | 0.553 | 0.083 | 0.58 | 0.008 | 0.103 | 0.005 | 0.116
| 0.528 | 0.238 | 0.561 | 0.264 | 0.411 | 0.088 | 0.093 | 0.041 | 0.095
| 0.528 | 0.431 | 0.557 | 0.458 | 0.494 | 0.22 | 0.074 | 0.094 | 0.093
| 0.528 | 0.558 | 0.611 | 0.6 | 0.644 | 0.342 | 0.092 | 0.149 | 0.167
| 0.528 | 0.565 | 0.652 | 0.645 | 0.722 | 0.399 | 0.112 | 0.209 | 0.215
| 0.528 | 0.457 | 0.685 | 0.566 | 0.744 | 0.411 | 0.09 | 0.23 | 0.196
| 0.528 | 0.344 | 0.676 | 0.562 | 0.727 | 0.418 | 0.079 | 0.265 | 0.162
| 0.528 | 0.31 | 0.674 | 0.473 | 0.648 | 0.396 | 0.075 | 0.269 | 0.16
| 0.528 | 0.267 | 0.687 | 0.35 | 0.466 | 0.336 | 0.069 | 0.24 | 0.156
| 0.528 | 0.196 | 0.684 | 0.241 | 0.249 | 0.268 | 0.066 | 0.173 | 0.149
| 0.528 | 0.098 | 0.655 | 0.146 | 0.09 | 0.211 | 0.057 | 0.133 | 0.177
| 0.528 | 0.04 | 0.622 | 0.063 | 0.029 | 0.13 | 0.026 | 0.075 | 0.253
| 0.528 | 0.004 | 0.589 | 0.009 | 0.021 | 0.051 | 0.012 | 0.016 | 0.359
| 0.528 | 0 | 0.542 | 0 | 0.021 | 0.003 | 0.011 | 0 | 0.359
| 0.528 | 0 | 0.504 | 0 | 0.019 | 0 | 0.008 | 0 | 0.329
| 0.528 | 0 | 0.464 | 0 | 0.025 | 0 | 0.003 | 0 | 0.274
| 0.528 | 0 | 0.393 | 0 | 0.026 | 0 | 0 | 0 | 0.209
| 0.528 | 0 | 0.444 | 0 | 0.041 | 0 | 0 | 0 | 0.158
| 0.528 | 0 | 0.501 | 0 | 0.058 | 0 | 0.002 | 0 | 0.133
| 0.528 | 0 | 0.581 | 0 | 0.082 | 0 | 0.016 | 0 | 0.125
| 0.528 | 0 | 0.629 | 0 | 0.118 | 0 | 0.038 | 0 | 0.108
| 0.528 | 0 | 0.652 | 0 | 0.156 | 0 | 0.058 | 0 | 0.102
| 0.528 | 0 | 0.687 | 0 | 0.168 | 0 | 0.069 | 0 | 0.085
| 0.528 | 0.002 | 0.693 | 0 | 0.164 | 0 | 0.068 | 0 | 0.054
| 0.528 | 0.074 | 0.739 | 0.029 | 0.153 | 0.01 | 0.072 | 0.008 | 0.04
| 0.528 | 0.233 | 0.69 | 0.075 | 0.114 | 0.078 | 0.075 | 0.055 | 0.033
| 0.528 | 0.374 | 0.662 | 0.108 | 0.07 | 0.176 | 0.068 | 0.133 | 0.031
| 0.528 | 0.469 | 0.642 | 0.154 | 0.046 | 0.308 | 0.058 | 0.21 | 0.039
| 0.528 | 0.509 | 0.605 | 0.214 | 0.051 | 0.391 | 0.042 | 0.252 | 0.028
| 0.528 | 0.573 | 0.594 | 0.318 | 0.067 | 0.484 | 0.036 | 0.293 | 0.022
| 0.528 | 0.549 | 0.537 | 0.396 | 0.087 | 0.51 | 0.037 | 0.259 | 0.012
| 0.528 | 0.539 | 0.459 | 0.396 | 0.108 | 0.493 | 0.047 | 0.213 | 0.009
| 0.528 | 0.377 | 0.354 | 0.454 | 0.117 | 0.49 | 0.067 | 0.181 | 0.007
| 0.528 | 0.236 | 0.261 | 0.386 | 0.117 | 0.419 | 0.086 | 0.14 | 0.007
| 0.528 | 0.103 | 0.175 | 0.267 | 0.12 | 0.326 | 0.104 | 0.101 | 0.01
| 0.528 | 0.033 | 0.134 | 0.115 | 0.148 | 0.207 | 0.109 | 0.071 | 0.013
| 0.528 | 0.002 | 0.112 | 0.015 | 0.153 | 0.087 | 0.108 | 0.022 | 0.035
| 0.528 | 0 | 0.091 | 0 | 0.156 | 0.007 | 0.147 | 0 | 0.04
| 0.528 | 0 | 0.074 | 0 | 0.155 | 0 | 0.191 | 0 | 0.041
| 0.528 | 0 | 0.064 | 0 | 0.165 | 0 | 0.196 | 0 | 0.057
| 0.528 | 0 | 0.054 | 0 | 0.162 | 0 | 0.201 | 0 | 0.076
| 0.528 | 0 | 0.056 | 0 | 0.172 | 0 | 0.162 | 0 | 0.065
| 0.528 | 0 | 0.092 | 0 | 0.186 | 0 | 0.111 | 0 | 0.055
| 0.528 | 0 | 0.194 | 0 | 0.223 | 0 | 0.114 | 0 | 0.045
| 0.528 | 0 | 0.186 | 0 | 0.261 | 0 | 0.112 | 0 | 0.031
| 0.528 | 0 | 0.202 | 0 | 0.28 | 0 | 0.107 | 0 | 0.043
| 0.528 | 0 | 0.186 | 0 | 0.274 | 0 | 0.093 | 0 | 0.045
| 0.528 | 0.001 | 0.163 | 0 | 0.265 | 0 | 0.07 | 0 | 0.035
| 0.528 | 0.048 | 0.115 | 0.016 | 0.242 | 0.019 | 0.045 | 0.02 | 0.029
| 0.528 | 0.124 | 0.082 | 0.072 | 0.196 | 0.151 | 0.014 | 0.12 | 0.026
| 0.528 | 0.189 | 0.111 | 0.194 | 0.156 | 0.365 | 0.002 | 0.311 | 0.018
| 0.528 | 0.22 | 0.2 | 0.377 | 0.127 | 0.581 | 0 | 0.557 | 0.019
| 0.528 | 0.26 | 0.294 | 0.582 | 0.104 | 0.751 | 0 | 0.748 | 0.046
| 0.528 | 0.309 | 0.367 | 0.708 | 0.083 | 0.845 | 0 | 0.844 | 0.062
| 0.528 | 0.314 | 0.382 | 0.798 | 0.064 | 0.88 | 0 | 0.882 | 0.054
| 0.528 | 0.296 | 0.33 | 0.79 | 0.044 | 0.835 | 0.002 | 0.862 | 0.044
| 0.528 | 0.267 | 0.262 | 0.706 | 0.03 | 0.772 | 0.002 | 0.786 | 0.039
| 0.528 | 0.232 | 0.193 | 0.562 | 0.025 | 0.658 | 0.002 | 0.653 | 0.034
| 0.528 | 0.188 | 0.135 | 0.382 | 0.021 | 0.497 | 0.003 | 0.472 | 0.024
| 0.528 | 0.106 | 0.081 | 0.173 | 0.005 | 0.301 | 0.004 | 0.25 | 0.018
| 0.528 | 0.017 | 0.067 | 0.022 | 0 | 0.113 | 0.006 | 0.067 | 0.019
| 0.528 | 0 | 0.061 | 0 | 0.029 | 0.01 | 0.007 | 0 | 0.017
| 0.528 | 0 | 0.025 | 0 | 0.157 | 0 | 0.012 | 0 | 0.011
| 0.528 | 0 | 0.01 | 0 | 0.294 | 0 | 0.013 | 0 | 0.006
| 0.528 | 0 | 0.004 | 0 | 0.395 | 0 | 0.01 | 0 | 0.005
| 0.528 | 0 | 0.002 | 0 | 0.435 | 0 | 0.009 | 0 | 0.008
| 0.528 | 0 | 0.001 | 0 | 0.433 | 0 | 0.008 | 0 | 0.009
| 0.528 | 0 | 0.003 | 0 | 0.454 | 0 | 0.004 | 0 | 0.009
| 0.528 | 0 | 0.009 | 0 | 0.527 | 0 | 0.001 | 0 | 0.012
| 0.528 | 0 | 0.012 | 0 | 0.467 | 0 | 0 | 0 | 0.015
| 0.528 | 0 | 0.02 | 0 | 0.42 | 0 | 0 | 0 | 0.015
| 0.528 | 0.004 | 0.034 | 0.005 | 0.348 | 0 | 0 | 0 | 0.014
| 0.528 | 0.095 | 0.03 | 0.104 | 0.164 | 0.02 | 0 | 0.032 | 0.012
| 0.528 | 0.27 | 0.005 | 0.285 | 0.103 | 0.164 | 0 | 0.21 | 0.015
| 0.528 | 0.505 | 0.001 | 0.442 | 0.078 | 0.368 | 0 | 0.445 | 0.015
| 0.528 | 0.703 | 0.001 | 0.601 | 0.031 | 0.556 | 0 | 0.646 | 0.005
| 0.528 | 0.824 | 0.002 | 0.779 | 0.006 | 0.704 | 0 | 0.791 | 0.002
| 0.528 | 0.881 | 0.003 | 0.837 | 0.002 | 0.779 | 0 | 0.872 | 0.001
| 0.528 | 0.884 | 0.009 | 0.843 | 0.004 | 0.807 | 0.002 | 0.893 | 0
| 0.528 | 0.834 | 0.017 | 0.796 | 0.008 | 0.807 | 0.008 | 0.826 | 0
| 0.528 | 0.73 | 0.021 | 0.698 | 0.01 | 0.763 | 0.009 | 0.715 | 0
| 0.528 | 0.571 | 0.019 | 0.551 | 0.009 | 0.654 | 0.01 | 0.553 | 0
| 0.528 | 0.365 | 0.007 | 0.366 | 0.005 | 0.496 | 0.012 | 0.351 | 0
| 0.528 | 0.145 | 0.005 | 0.168 | 0.004 | 0.299 | 0.012 | 0.2 | 0
| 0.528 | 0.02 | 0.008 | 0.025 | 0.032 | 0.113 | 0.013 | 0.069 | 0
| 0.528 | 0 | 0.006 | 0 | 0.082 | 0.012 | 0.013 | 0.001 | 0
| 0.528 | 0 | 0.006 | 0 | 0.132 | 0 | 0.011 | 0 | 0.001
| 0.528 | 0 | 0.008 | 0 | 0.184 | 0 | 0.011 | 0 | 0.002
| 0.528 | 0 | 0.012 | 0 | 0.231 | 0 | 0.013 | 0 | 0.003
| 0.528 | 0 | 0.023 | 0 | 0.245 | 0 | 0.015 | 0 | 0.004
| 0.528 | 0 | 0.046 | 0 | 0.215 | 0 | 0.017 | 0 | 0.004
| 0.528 | 0 | 0.081 | 0 | 0.172 | 0 | 0.016 | 0 | 0.004
| 0.528 | 0 | 0.108 | 0 | 0.152 | 0 | 0.017 | 0 | 0.006
| 0.528 | 0 | 0.12 | 0 | 0.133 | 0 | 0.019 | 0 | 0.009
| 0.528 | 0 | 0.095 | 0 | 0.117 | 0 | 0.018 | 0 | 0.013
| 0.528 | 0.005 | 0.067 | 0.006 | 0.1 | 0 | 0.015 | 0 | 0.015
| 0.528 | 0.09 | 0.061 | 0.107 | 0.048 | 0.02 | 0.016 | 0.028 | 0.012
| 0.528 | 0.281 | 0.051 | 0.303 | 0.005 | 0.115 | 0.018 | 0.162 | 0.008
| 0.528 | 0.527 | 0.047 | 0.481 | 0.008 | 0.272 | 0.021 | 0.371 | 0.005
| 0.528 | 0.691 | 0.063 | 0.557 | 0.002 | 0.463 | 0.01 | 0.575 | 0.003
| 0.528 | 0.793 | 0.085 | 0.575 | 0.002 | 0.58 | 0.006 | 0.732 | 0.002
| 0.528 | 0.802 | 0.112 | 0.631 | 0.001 | 0.631 | 0.01 | 0.764 | 0.001
| 0.528 | 0.758 | 0.121 | 0.678 | 0 | 0.624 | 0.014 | 0.745 | 0
| 0.528 | 0.657 | 0.136 | 0.707 | 0.002 | 0.589 | 0.014 | 0.713 | 0
| 0.528 | 0.538 | 0.146 | 0.639 | 0.009 | 0.546 | 0.017 | 0.633 | 0
| 0.528 | 0.365 | 0.172 | 0.507 | 0.021 | 0.51 | 0.021 | 0.524 | 0
| 0.528 | 0.243 | 0.168 | 0.332 | 0.016 | 0.391 | 0.024 | 0.363 | 0
| 0.528 | 0.117 | 0.167 | 0.158 | 0.02 | 0.211 | 0.025 | 0.199 | 0
| 0.528 | 0.019 | 0.182 | 0.028 | 0.021 | 0.069 | 0.028 | 0.063 | 0
| 0.528 | 0 | 0.208 | 0 | 0.026 | 0.009 | 0.03 | 0.001 | 0
| 0.528 | 0 | 0.203 | 0 | 0.05 | 0 | 0.028 | 0 | 0
| 0.528 | 0 | 0.178 | 0 | 0.084 | 0 | 0.022 | 0 | 0
| 0.528 | 0 | 0.157 | 0 | 0.122 | 0 | 0.018 | 0 | 0.001
| 0.528 | 0 | 0.14 | 0 | 0.15 | 0 | 0.013 | 0 | 0.002
| 0.528 | 0 | 0.121 | 0 | 0.16 | 0 | 0.009 | 0 | 0.003
| 0.528 | 0 | 0.127 | 0 | 0.135 | 0 | 0.004 | 0 | 0.004
| 0.528 | 0 | 0.155 | 0 | 0.084 | 0 | 0.001 | 0 | 0.005
| 0.528 | 0 | 0.204 | 0 | 0.039 | 0 | 0.001 | 0 | 0.006
| 0.528 | 0 | 0.278 | 0 | 0.011 | 0 | 0.001 | 0 | 0.003
| 0.528 | 0.007 | 0.32 | 0.007 | 0.001 | 0 | 0.001 | 0 | 0.001
| 0.528 | 0.09 | 0.223 | 0.077 | 0 | 0.011 | 0 | 0.02 | 0.001
| 0.528 | 0.213 | 0.1 | 0.189 | 0 | 0.056 | 0 | 0.08 | 0.001
| 0.528 | 0.358 | 0.073 | 0.236 | 0 | 0.115 | 0 | 0.138 | 0.001
| 0.528 | 0.452 | 0.084 | 0.276 | 0 | 0.18 | 0 | 0.199 | 0.002
| 0.528 | 0.457 | 0.091 | 0.349 | 0 | 0.242 | 0 | 0.26 | 0.004
| 0.528 | 0.478 | 0.082 | 0.395 | 0.004 | 0.289 | 0 | 0.31 | 0.009
| 0.528 | 0.459 | 0.076 | 0.339 | 0.017 | 0.311 | 0 | 0.331 | 0.013
| 0.528 | 0.45 | 0.055 | 0.261 | 0.05 | 0.301 | 0 | 0.297 | 0.012
| 0.528 | 0.333 | 0.041 | 0.218 | 0.077 | 0.264 | 0 | 0.253 | 0.01
| 0.528 | 0.206 | 0.03 | 0.17 | 0.101 | 0.209 | 0 | 0.192 | 0.007
| 0.528 | 0.111 | 0.034 | 0.119 | 0.137 | 0.152 | 0 | 0.127 | 0.004
| 0.528 | 0.052 | 0.054 | 0.058 | 0.192 | 0.094 | 0 | 0.073 | 0.002
| 0.528 | 0.011 | 0.077 | 0.011 | 0.249 | 0.044 | 0 | 0.027 | 0.001
| 0.528 | 0 | 0.082 | 0 | 0.261 | 0.007 | 0 | 0 | 0
| 0.528 | 0 | 0.088 | 0 | 0.204 | 0 | 0 | 0 | 0
| 0.528 | 0 | 0.1 | 0 | 0.154 | 0 | 0 | 0 | 0
| 0.528 | 0 | 0.127 | 0 | 0.104 | 0 | 0 | 0 | 0
| 0.528 | 0 | 0.128 | 0 | 0.083 | 0 | 0 | 0 | 0
| 0.528 | 0 | 0.085 | 0 | 0.072 | 0 | 0 | 0 | 0
| 0.528 | 0 | 0.063 | 0 | 0.069 | 0 | 0.001 | 0 | 0
| 0.528 | 0 | 0.039 | 0 | 0.08 | 0 | 0.002 | 0 | 0
| 0.528 | 0 | 0.017 | 0 | 0.119 | 0 | 0.004 | 0 | 0
| 0.528 | 0 | 0.009 | 0 | 0.117 | 0 | 0.005 | 0 | 0
| 0.528 | 0.001 | 0.013 | 0.009 | 0.111 | 0 | 0.006 | 0 | 0
| 0.528 | 0.027 | 0.019 | 0.081 | 0.117 | 0.019 | 0.008 | 0.026 | 0
| 0.528 | 0.072 | 0.041 | 0.202 | 0.086 | 0.101 | 0.008 | 0.106 | 0
| 0.528 | 0.112 | 0.096 | 0.354 | 0.06 | 0.255 | 0.005 | 0.208 | 0.001
| 0.528 | 0.167 | 0.16 | 0.556 | 0.051 | 0.415 | 0.008 | 0.324 | 0.001
| 0.528 | 0.208 | 0.214 | 0.728 | 0.051 | 0.527 | 0.014 | 0.413 | 0.001
| 0.528 | 0.244 | 0.244 | 0.815 | 0.059 | 0.593 | 0.019 | 0.473 | 0.001
| 0.528 | 0.279 | 0.249 | 0.829 | 0.068 | 0.628 | 0.023 | 0.502 | 0
| 0.528 | 0.291 | 0.231 | 0.789 | 0.073 | 0.623 | 0.022 | 0.48 | 0
| 0.528 | 0.276 | 0.199 | 0.699 | 0.076 | 0.606 | 0.019 | 0.44 | 0
| 0.528 | 0.221 | 0.159 | 0.56 | 0.082 | 0.519 | 0.016 | 0.371 | 0
| 0.528 | 0.144 | 0.106 | 0.386 | 0.092 | 0.355 | 0.018 | 0.283 | 0.001
| 0.528 | 0.072 | 0.085 | 0.184 | 0.097 | 0.184 | 0.017 | 0.186 | 0.001
| 0.528 | 0.014 | 0.089 | 0.028 | 0.231 | 0.07 | 0.021 | 0.071 | 0.001
| 0.528 | 0 | 0.101 | 0 | 0.432 | 0.01 | 0.027 | 0.003 | 0.002
| 0.528 | 0 | 0.097 | 0 | 0.352 | 0 | 0.032 | 0 | 0.002
| 0.528 | 0 | 0.109 | 0 | 0.259 | 0 | 0.039 | 0 | 0.003
| 0.528 | 0 | 0.135 | 0 | 0.193 | 0 | 0.045 | 0 | 0.003
| 0.528 | 0 | 0.143 | 0 | 0.155 | 0 | 0.041 | 0 | 0.005
| 0.528 | 0 | 0.132 | 0 | 0.114 | 0 | 0.032 | 0 | 0.007
| 0.528 | 0 | 0.155 | 0 | 0.066 | 0 | 0.034 | 0 | 0.012
| 0.528 | 0 | 0.156 | 0 | 0.063 | 0 | 0.034 | 0 | 0.014
| 0.528 | 0 | 0.138 | 0 | 0.066 | 0 | 0.029 | 0 | 0.014
| 0.528 | 0 | 0.094 | 0 | 0.065 | 0 | 0.023 | 0 | 0.025
| 0.528 | 0.009 | 0.07 | 0.013 | 0.048 | 0 | 0.021 | 0 | 0.041
| 0.528 | 0.105 | 0.049 | 0.122 | 0.076 | 0.012 | 0.021 | 0.024 | 0.058
| 0.528 | 0.284 | 0.063 | 0.325 | 0.121 | 0.078 | 0.019 | 0.104 | 0.069
| 0.528 | 0.482 | 0.105 | 0.519 | 0.184 | 0.204 | 0.014 | 0.22 | 0.064
| 0.528 | 0.686 | 0.124 | 0.672 | 0.201 | 0.324 | 0.015 | 0.394 | 0.088
| 0.528 | 0.809 | 0.115 | 0.777 | 0.201 | 0.357 | 0.023 | 0.63 | 0.094
| 0.528 | 0.875 | 0.079 | 0.831 | 0.205 | 0.362 | 0.033 | 0.755 | 0.097
| 0.528 | 0.87 | 0.041 | 0.836 | 0.21 | 0.369 | 0.041 | 0.801 | 0.089
| 0.528 | 0.816 | 0.021 | 0.793 | 0.21 | 0.394 | 0.045 | 0.764 | 0.095
| 0.528 | 0.721 | 0.014 | 0.703 | 0.21 | 0.419 | 0.047 | 0.674 | 0.102
| 0.528 | 0.579 | 0.013 | 0.565 | 0.224 | 0.406 | 0.052 | 0.414 | 0.112
| 0.528 | 0.387 | 0.018 | 0.382 | 0.251 | 0.302 | 0.046 | 0.212 | 0.153
| 0.528 | 0.183 | 0.03 | 0.186 | 0.268 | 0.199 | 0.056 | 0.096 | 0.192
| 0.528 | 0.032 | 0.082 | 0.032 | 0.386 | 0.094 | 0.075 | 0.028 | 0.212
| 0.528 | 0 | 0.161 | 0 | 0.468 | 0.018 | 0.083 | 0 | 0.235
| 0.528 | 0 | 0.182 | 0 | 0.361 | 0 | 0.092 | 0 | 0.251
| 0.528 | 0 | 0.186 | 0 | 0.274 | 0 | 0.101 | 0 | 0.206
| 0.528 | 0 | 0.192 | 0 | 0.196 | 0 | 0.091 | 0 | 0.162
| 0.528 | 0 | 0.162 | 0 | 0.153 | 0 | 0.081 | 0 | 0.124
| 0.528 | 0 | 0.125 | 0 | 0.137 | 0 | 0.078 | 0 | 0.105
| 0.528 | 0 | 0.119 | 0 | 0.139 | 0 | 0.067 | 0 | 0.123
| 0.528 | 0 | 0.102 | 0 | 0.146 | 0 | 0.061 | 0 | 0.149
| 0.528 | 0 | 0.086 | 0 | 0.163 | 0 | 0.063 | 0 | 0.171
| 0.528 | 0 | 0.083 | 0 | 0.173 | 0 | 0.061 | 0 | 0.179
| 0.528 | 0.005 | 0.085 | 0.016 | 0.179 | 0 | 0.061 | 0 | 0.179
| 0.528 | 0.053 | 0.079 | 0.126 | 0.269 | 0.014 | 0.058 | 0.01 | 0.163
| 0.528 | 0.128 | 0.061 | 0.313 | 0.41 | 0.053 | 0.048 | 0.046 | 0.14
| 0.528 | 0.208 | 0.07 | 0.484 | 0.543 | 0.12 | 0.032 | 0.094 | 0.098
| 0.528 | 0.267 | 0.096 | 0.621 | 0.61 | 0.213 | 0.037 | 0.149 | 0.065
| 0.528 | 0.341 | 0.127 | 0.7 | 0.633 | 0.307 | 0.047 | 0.218 | 0.047
| 0.528 | 0.42 | 0.146 | 0.715 | 0.633 | 0.359 | 0.048 | 0.329 | 0.048
| 0.528 | 0.426 | 0.14 | 0.68 | 0.624 | 0.361 | 0.043 | 0.394 | 0.06
| 0.528 | 0.352 | 0.124 | 0.585 | 0.635 | 0.348 | 0.04 | 0.412 | 0.052
| 0.528 | 0.249 | 0.105 | 0.415 | 0.638 | 0.312 | 0.03 | 0.394 | 0.049
| 0.528 | 0.177 | 0.079 | 0.258 | 0.613 | 0.251 | 0.026 | 0.265 | 0.062
| 0.528 | 0.118 | 0.058 | 0.148 | 0.558 | 0.178 | 0.025 | 0.174 | 0.08
| 0.528 | 0.062 | 0.055 | 0.094 | 0.547 | 0.112 | 0.027 | 0.103 | 0.093
| 0.528 | 0.015 | 0.056 | 0.031 | 0.574 | 0.052 | 0.028 | 0.041 | 0.102
| 0.528 | 0 | 0.064 | 0 | 0.555 | 0.009 | 0.032 | 0.001 | 0.106
| 0.528 | 0 | 0.057 | 0 | 0.451 | 0 | 0.035 | 0 | 0.116
| 0.528 | 0 | 0.05 | 0 | 0.38 | 0 | 0.041 | 0 | 0.082
| 0.528 | 0 | 0.046 | 0 | 0.323 | 0 | 0.045 | 0 | 0.057
| 0.528 | 0 | 0.046 | 0 | 0.25 | 0 | 0.053 | 0 | 0.041
| 0.528 | 0 | 0.042 | 0 | 0.162 | 0 | 0.048 | 0 | 0.026
| 0.528 | 0 | 0.034 | 0 | 0.106 | 0 | 0.037 | 0 | 0.022
| 0.528 | 0 | 0.018 | 0 | 0.054 | 0 | 0.034 | 0 | 0.021
| 0.528 | 0 | 0.009 | 0 | 0.018 | 0 | 0.034 | 0 | 0.019
| 0.528 | 0 | 0.01 | 0 | 0.004 | 0 | 0.041 | 0 | 0.02
| 0.528 | 0.005 | 0.012 | 0.009 | 0.001 | 0 | 0.047 | 0 | 0.017
| 0.528 | 0.07 | 0.011 | 0.071 | 0 | 0.03 | 0.052 | 0.033 | 0.012
| 0.528 | 0.224 | 0.005 | 0.21 | 0 | 0.129 | 0.051 | 0.128 | 0.01
| 0.528 | 0.436 | 0.009 | 0.407 | 0.004 | 0.276 | 0.057 | 0.266 | 0.012
| 0.528 | 0.611 | 0.025 | 0.585 | 0.016 | 0.436 | 0.127 | 0.448 | 0.025
| 0.528 | 0.731 | 0.042 | 0.695 | 0.046 | 0.508 | 0.171 | 0.565 | 0.023
| 0.528 | 0.765 | 0.06 | 0.735 | 0.073 | 0.585 | 0.189 | 0.628 | 0.02
| 0.528 | 0.736 | 0.086 | 0.747 | 0.093 | 0.567 | 0.192 | 0.703 | 0.019
| 0.528 | 0.611 | 0.101 | 0.679 | 0.084 | 0.557 | 0.169 | 0.703 | 0.011
| 0.528 | 0.553 | 0.108 | 0.577 | 0.07 | 0.56 | 0.126 | 0.642 | 0.005
| 0.528 | 0.395 | 0.123 | 0.439 | 0.061 | 0.49 | 0.085 | 0.506 | 0.002
| 0.528 | 0.252 | 0.123 | 0.28 | 0.036 | 0.357 | 0.054 | 0.337 | 0.001
| 0.528 | 0.108 | 0.121 | 0.125 | 0.032 | 0.222 | 0.03 | 0.17 | 0.003
| 0.528 | 0.03 | 0.142 | 0.032 | 0.029 | 0.11 | 0.019 | 0.062 | 0.007
| 0.528 | 0 | 0.162 | 0 | 0.01 | 0.023 | 0.016 | 0.005 | 0.01
| 0.528 | 0 | 0.149 | 0 | 0.002 | 0 | 0.011 | 0 | 0.013
| 0.528 | 0 | 0.156 | 0 | 0.004 | 0 | 0.007 | 0 | 0.017
| 0.528 | 0 | 0.127 | 0 | 0.019 | 0 | 0.005 | 0 | 0.025
| 0.528 | 0 | 0.125 | 0 | 0.051 | 0 | 0.003 | 0 | 0.043
| 0.528 | 0 | 0.089 | 0 | 0.088 | 0 | 0.003 | 0 | 0.053
| 0.528 | 0 | 0.085 | 0 | 0.117 | 0 | 0.004 | 0 | 0.05
| 0.528 | 0 | 0.084 | 0 | 0.122 | 0 | 0.007 | 0 | 0.046
| 0.528 | 0 | 0.079 | 0 | 0.11 | 0 | 0.014 | 0 | 0.053
| 0.528 | 0 | 0.069 | 0 | 0.087 | 0 | 0.025 | 0 | 0.054
| 0.528 | 0.016 | 0.055 | 0.019 | 0.061 | 0 | 0.031 | 0 | 0.057
| 0.528 | 0.124 | 0.036 | 0.125 | 0.009 | 0.034 | 0.034 | 0.03 | 0.054
| 0.528 | 0.329 | 0.013 | 0.309 | 0 | 0.149 | 0.027 | 0.105 | 0.046
| 0.528 | 0.528 | 0.011 | 0.488 | 0 | 0.338 | 0.024 | 0.195 | 0.034
| 0.528 | 0.666 | 0.024 | 0.629 | 0.001 | 0.56 | 0.049 | 0.244 | 0.029
| 0.528 | 0.789 | 0.049 | 0.708 | 0.001 | 0.735 | 0.11 | 0.269 | 0.05
| 0.528 | 0.738 | 0.062 | 0.746 | 0.001 | 0.827 | 0.14 | 0.285 | 0.068
| 0.528 | 0.486 | 0.075 | 0.709 | 0 | 0.871 | 0.161 | 0.297 | 0.067
| 0.528 | 0.278 | 0.068 | 0.622 | 0 | 0.861 | 0.15 | 0.289 | 0.066
| 0.528 | 0.221 | 0.059 | 0.482 | 0 | 0.778 | 0.119 | 0.266 | 0.086
| 0.528 | 0.173 | 0.043 | 0.346 | 0.002 | 0.602 | 0.117 | 0.317 | 0.129
| 0.528 | 0.105 | 0.024 | 0.239 | 0.006 | 0.365 | 0.125 | 0.325 | 0.152
| 0.528 | 0.051 | 0.013 | 0.128 | 0.015 | 0.185 | 0.142 | 0.192 | 0.125
| 0.528 | 0.011 | 0.01 | 0.034 | 0.036 | 0.083 | 0.155 | 0.068 | 0.129
| 0.528 | 0 | 0.012 | 0 | 0.065 | 0.018 | 0.181 | 0.005 | 0.144
| 0.528 | 0 | 0.018 | 0 | 0.069 | 0 | 0.185 | 0 | 0.117
| 0.528 | 0 | 0.027 | 0 | 0.033 | 0 | 0.165 | 0 | 0.085
| 0.528 | 0 | 0.044 | 0 | 0.022 | 0 | 0.159 | 0 | 0.101
| 0.528 | 0 | 0.067 | 0 | 0.026 | 0 | 0.146 | 0 | 0.098
| 0.528 | 0 | 0.126 | 0 | 0.03 | 0 | 0.099 | 0 | 0.079
| 0.528 | 0 | 0.272 | 0 | 0.032 | 0 | 0.055 | 0 | 0.079
| 0.528 | 0 | 0.256 | 0 | 0.045 | 0 | 0.043 | 0 | 0.088
| 0.528 | 0 | 0.231 | 0 | 0.058 | 0 | 0.041 | 0 | 0.101
| 0.528 | 0 | 0.33 | 0 | 0.063 | 0 | 0.048 | 0 | 0.122
| 0.528 | 0.01 | 0.32 | 0.009 | 0.052 | 0 | 0.076 | 0 | 0.131
| 0.528 | 0.069 | 0.259 | 0.053 | 0.02 | 0.019 | 0.134 | 0.037 | 0.1
| 0.528 | 0.171 | 0.196 | 0.11 | 0.007 | 0.059 | 0.191 | 0.139 | 0.058
| 0.528 | 0.279 | 0.235 | 0.173 | 0.006 | 0.122 | 0.193 | 0.3 | 0.037
| 0.528 | 0.376 | 0.281 | 0.241 | 0.005 | 0.2 | 0.202 | 0.42 | 0.039
| 0.528 | 0.547 | 0.313 | 0.298 | 0.005 | 0.309 | 0.181 | 0.539 | 0.045
| 0.528 | 0.556 | 0.361 | 0.336 | 0.006 | 0.419 | 0.138 | 0.588 | 0.055
| 0.528 | 0.668 | 0.382 | 0.335 | 0.01 | 0.532 | 0.089 | 0.682 | 0.072
| 0.528 | 0.659 | 0.35 | 0.273 | 0.013 | 0.629 | 0.056 | 0.723 | 0.083
| 0.528 | 0.599 | 0.281 | 0.218 | 0.013 | 0.689 | 0.045 | 0.601 | 0.105
| 0.528 | 0.559 | 0.192 | 0.167 | 0.013 | 0.636 | 0.045 | 0.459 | 0.147
| 0.528 | 0.39 | 0.111 | 0.13 | 0.012 | 0.504 | 0.049 | 0.305 | 0.187
| 0.528 | 0.189 | 0.051 | 0.088 | 0.017 | 0.335 | 0.05 | 0.15 | 0.17
| 0.528 | 0.038 | 0.037 | 0.031 | 0.042 | 0.151 | 0.047 | 0.051 | 0.117
| 0.528 | 0 | 0.055 | 0 | 0.068 | 0.027 | 0.045 | 0.004 | 0.078
| 0.528 | 0 | 0.053 | 0 | 0.07 | 0 | 0.037 | 0 | 0.061
| 0.528 | 0 | 0.04 | 0 | 0.046 | 0 | 0.023 | 0 | 0.041
| 0.528 | 0 | 0.031 | 0 | 0.019 | 0 | 0.012 | 0 | 0.026
| 0.528 | 0 | 0.029 | 0 | 0.006 | 0 | 0.008 | 0 | 0.017
| 0.528 | 0 | 0.033 | 0 | 0.002 | 0 | 0.005 | 0 | 0.02
| 0.528 | 0 | 0.068 | 0 | 0.002 | 0 | 0.003 | 0 | 0.027
| 0.528 | 0 | 0.132 | 0 | 0.008 | 0 | 0.001 | 0 | 0.029
| 0.528 | 0 | 0.206 | 0 | 0.035 | 0 | 0 | 0 | 0.029
| 0.528 | 0 | 0.245 | 0 | 0.075 | 0 | 0 | 0 | 0.04
| 0.528 | 0.01 | 0.241 | 0.024 | 0.093 | 0 | 0 | 0.001 | 0.03
| 0.528 | 0.062 | 0.2 | 0.134 | 0.013 | 0.037 | 0 | 0.055 | 0.023
| 0.528 | 0.197 | 0.088 | 0.315 | 0 | 0.162 | 0 | 0.162 | 0.011
| 0.528 | 0.359 | 0.056 | 0.487 | 0 | 0.346 | 0.001 | 0.266 | 0.007
| 0.528 | 0.451 | 0.064 | 0.621 | 0.005 | 0.546 | 0.001 | 0.373 | 0.006
| 0.528 | 0.472 | 0.064 | 0.686 | 0.007 | 0.682 | 0.002 | 0.418 | 0.002
| 0.528 | 0.515 | 0.043 | 0.687 | 0.008 | 0.76 | 0.003 | 0.458 | 0.001
| 0.528 | 0.519 | 0.021 | 0.619 | 0.006 | 0.807 | 0.004 | 0.469 | 0
| 0.528 | 0.514 | 0.018 | 0.509 | 0.008 | 0.806 | 0.003 | 0.471 | 0
| 0.528 | 0.457 | 0.019 | 0.361 | 0.009 | 0.749 | 0.003 | 0.469 | 0
| 0.528 | 0.319 | 0.007 | 0.216 | 0.012 | 0.608 | 0.005 | 0.421 | 0
| 0.528 | 0.177 | 0.001 | 0.117 | 0.018 | 0.399 | 0.008 | 0.346 | 0
| 0.528 | 0.083 | 0 | 0.056 | 0.041 | 0.219 | 0.011 | 0.221 | 0
| 0.528 | 0.024 | 0.001 | 0.015 | 0.092 | 0.099 | 0.013 | 0.093 | 0
| 0.528 | 0 | 0.003 | 0 | 0.203 | 0.025 | 0.01 | 0.01 | 0
| 0.528 | 0 | 0.01 | 0 | 0.212 | 0 | 0.006 | 0 | 0
| 0.528 | 0 | 0.027 | 0 | 0.147 | 0 | 0.003 | 0 | 0
| 0.528 | 0 | 0.059 | 0 | 0.079 | 0 | 0.001 | 0 | 0
| 0.528 | 0 | 0.106 | 0 | 0.056 | 0 | 0.001 | 0 | 0.001
| 0.528 | 0 | 0.116 | 0 | 0.053 | 0 | 0.001 | 0 | 0.002
| 0.528 | 0 | 0.09 | 0 | 0.03 | 0 | 0.002 | 0 | 0.002
| 0.528 | 0 | 0.091 | 0 | 0.018 | 0 | 0.005 | 0 | 0.004
| 0.528 | 0 | 0.088 | 0 | 0.025 | 0 | 0.008 | 0 | 0.007
| 0.528 | 0 | 0.102 | 0 | 0.035 | 0 | 0.01 | 0 | 0.013
| 0.528 | 0.01 | 0.089 | 0.006 | 0.041 | 0 | 0.008 | 0.001 | 0.017
| 0.528 | 0.059 | 0.039 | 0.041 | 0.046 | 0.034 | 0.007 | 0.049 | 0.017
| 0.528 | 0.118 | 0.017 | 0.098 | 0.055 | 0.129 | 0.006 | 0.131 | 0.011
| 0.528 | 0.153 | 0.031 | 0.121 | 0.068 | 0.31 | 0.006 | 0.226 | 0.004
| 0.528 | 0.193 | 0.07 | 0.165 | 0.084 | 0.531 | 0.012 | 0.284 | 0.002
| 0.528 | 0.22 | 0.108 | 0.214 | 0.102 | 0.674 | 0.017 | 0.309 | 0
| 0.528 | 0.27 | 0.095 | 0.243 | 0.133 | 0.728 | 0.022 | 0.356 | 0
| 0.528 | 0.262 | 0.062 | 0.221 | 0.163 | 0.748 | 0.022 | 0.394 | 0.001
| 0.528 | 0.221 | 0.073 | 0.176 | 0.155 | 0.734 | 0.018 | 0.401 | 0.002
| 0.528 | 0.166 | 0.08 | 0.138 | 0.168 | 0.722 | 0.027 | 0.362 | 0.005
| 0.528 | 0.112 | 0.068 | 0.093 | 0.207 | 0.632 | 0.037 | 0.276 | 0.009
| 0.528 | 0.062 | 0.049 | 0.063 | 0.252 | 0.459 | 0.041 | 0.211 | 0.009
| 0.528 | 0.028 | 0.034 | 0.041 | 0.272 | 0.259 | 0.041 | 0.126 | 0.005
| 0.528 | 0.006 | 0.035 | 0.014 | 0.272 | 0.114 | 0.045 | 0.055 | 0.002
| 0.528 | 0 | 0.036 | 0 | 0.272 | 0.027 | 0.048 | 0.006 | 0.001
| 0.528 | 0 | 0.026 | 0 | 0.253 | 0 | 0.062 | 0 | 0
| 0.528 | 0 | 0.025 | 0 | 0.234 | 0 | 0.081 | 0 | 0
| 0.528 | 0 | 0.028 | 0 | 0.209 | 0 | 0.091 | 0 | 0
| 0.528 | 0 | 0.026 | 0 | 0.214 | 0 | 0.083 | 0 | 0.001
| 0.528 | 0 | 0.032 | 0 | 0.155 | 0 | 0.071 | 0 | 0.001
| 0.528 | 0 | 0.049 | 0 | 0.18 | 0 | 0.07 | 0 | 0.001
| 0.528 | 0 | 0.056 | 0 | 0.211 | 0 | 0.093 | 0 | 0
| 0.528 | 0 | 0.053 | 0 | 0.223 | 0 | 0.094 | 0 | 0
| 0.528 | 0 | 0.048 | 0 | 0.259 | 0 | 0.095 | 0 | 0
| 0.528 | 0.004 | 0.038 | 0.002 | 0.26 | 0 | 0.081 | 0.001 | 0
| 0.528 | 0.038 | 0.027 | 0.02 | 0.315 | 0.022 | 0.073 | 0.054 | 0
| 0.528 | 0.09 | 0.021 | 0.051 | 0.388 | 0.071 | 0.062 | 0.174 | 0
| 0.528 | 0.135 | 0.035 | 0.089 | 0.409 | 0.134 | 0.058 | 0.339 | 0
| 0.528 | 0.175 | 0.042 | 0.103 | 0.439 | 0.187 | 0.069 | 0.546 | 0
| 0.528 | 0.214 | 0.042 | 0.108 | 0.476 | 0.238 | 0.07 | 0.725 | 0
| 0.528 | 0.241 | 0.052 | 0.112 | 0.474 | 0.284 | 0.075 | 0.812 | 0
| 0.528 | 0.293 | 0.072 | 0.111 | 0.429 | 0.285 | 0.089 | 0.844 | 0
| 0.528 | 0.33 | 0.084 | 0.103 | 0.341 | 0.273 | 0.09 | 0.816 | 0
| 0.528 | 0.312 | 0.082 | 0.089 | 0.274 | 0.258 | 0.09 | 0.719 | 0
| 0.528 | 0.211 | 0.038 | 0.066 | 0.211 | 0.217 | 0.09 | 0.558 | 0
| 0.528 | 0.098 | 0.012 | 0.041 | 0.155 | 0.187 | 0.089 | 0.374 | 0
| 0.528 | 0.067 | 0.009 | 0.021 | 0.101 | 0.129 | 0.085 | 0.224 | 0
| 0.528 | 0.027 | 0.003 | 0.006 | 0.086 | 0.066 | 0.088 | 0.089 | 0
| 0.528 | 0 | 0 | 0 | 0.082 | 0.015 | 0.111 | 0.013 | 0
| 0.528 | 0 | 0 | 0 | 0.072 | 0 | 0.133 | 0 | 0
| 0.528 | 0 | 0.001 | 0 | 0.062 | 0 | 0.133 | 0 | 0
| 0.528 | 0 | 0.001 | 0 | 0.054 | 0 | 0.096 | 0 | 0
| 0.528 | 0 | 0.001 | 0 | 0.044 | 0 | 0.076 | 0 | 0
| 0.528 | 0 | 0.001 | 0 | 0.034 | 0 | 0.07 | 0 | 0.002
| 0.528 | 0 | 0 | 0 | 0.034 | 0 | 0.059 | 0 | 0.006
| 0.528 | 0 | 0.001 | 0 | 0.035 | 0 | 0.055 | 0 | 0.013
| 0.528 | 0 | 0.002 | 0 | 0.037 | 0 | 0.053 | 0 | 0.02
| 0.528 | 0 | 0.003 | 0 | 0.036 | 0 | 0.048 | 0 | 0.026
| 0.528 | 0.026 | 0.005 | 0.002 | 0.035 | 0 | 0.049 | 0.003 | 0.035
| 0.528 | 0.142 | 0.003 | 0.025 | 0.025 | 0.041 | 0.045 | 0.067 | 0.04
| 0.528 | 0.346 | 0.004 | 0.063 | 0.014 | 0.149 | 0.034 | 0.211 | 0.039
| 0.528 | 0.569 | 0.007 | 0.113 | 0.014 | 0.325 | 0.018 | 0.398 | 0.032
| 0.528 | 0.728 | 0.009 | 0.16 | 0.02 | 0.488 | 0.018 | 0.547 | 0.031
| 0.528 | 0.829 | 0.01 | 0.184 | 0.018 | 0.617 | 0.02 | 0.56 | 0.037
| 0.528 | 0.874 | 0.011 | 0.2 | 0.022 | 0.695 | 0.025 | 0.535 | 0.035
| 0.528 | 0.861 | 0.013 | 0.217 | 0.026 | 0.758 | 0.025 | 0.469 | 0.026
| 0.528 | 0.809 | 0.02 | 0.214 | 0.025 | 0.727 | 0.021 | 0.402 | 0.02
| 0.528 | 0.707 | 0.026 | 0.24 | 0.024 | 0.691 | 0.017 | 0.363 | 0.013
| 0.528 | 0.537 | 0.037 | 0.218 | 0.025 | 0.624 | 0.012 | 0.326 | 0.011
| 0.528 | 0.318 | 0.058 | 0.185 | 0.024 | 0.511 | 0.008 | 0.26 | 0.011
| 0.528 | 0.143 | 0.084 | 0.128 | 0.018 | 0.342 | 0.006 | 0.175 | 0.012
| 0.528 | 0.04 | 0.107 | 0.048 | 0.009 | 0.159 | 0.006 | 0.083 | 0.011
| 0.528 | 0 | 0.142 | 0.002 | 0.01 | 0.034 | 0.007 | 0.014 | 0.01
| 0.528 | 0 | 0.158 | 0 | 0.008 | 0 | 0.006 | 0 | 0.01
| 0.528 | 0 | 0.139 | 0 | 0.004 | 0 | 0.006 | 0 | 0.008
| 0.528 | 0 | 0.112 | 0 | 0.001 | 0 | 0.005 | 0 | 0.006
| 0.528 | 0 | 0.08 | 0 | 0 | 0 | 0.003 | 0 | 0.005
| 0.528 | 0 | 0.072 | 0 | 0 | 0 | 0.001 | 0 | 0.005
| 0.528 | 0 | 0.068 | 0 | 0 | 0 | 0.001 | 0 | 0.005
| 0.528 | 0 | 0.058 | 0 | 0 | 0 | 0.002 | 0 | 0.003
| 0.528 | 0 | 0.054 | 0 | 0.001 | 0 | 0.004 | 0 | 0.003
| 0.528 | 0 | 0.054 | 0 | 0.002 | 0 | 0.005 | 0 | 0.002
| 0.528 | 0.02 | 0.053 | 0.025 | 0.003 | 0.002 | 0.006 | 0.002 | 0.002
| 0.528 | 0.105 | 0.036 | 0.105 | 0.001 | 0.043 | 0.006 | 0.055 | 0.002
| 0.528 | 0.223 | 0.025 | 0.233 | 0 | 0.204 | 0.005 | 0.163 | 0.003
| 0.528 | 0.323 | 0.033 | 0.308 | 0 | 0.397 | 0.005 | 0.287 | 0.003
| 0.528 | 0.424 | 0.025 | 0.371 | 0 | 0.597 | 0.009 | 0.407 | 0.002
| 0.528 | 0.526 | 0.014 | 0.436 | 0 | 0.746 | 0.012 | 0.499 | 0.001
| 0.528 | 0.608 | 0.005 | 0.505 | 0 | 0.831 | 0.015 | 0.575 | 0.001
| 0.528 | 0.66 | 0.001 | 0.538 | 0 | 0.865 | 0.016 | 0.607 | 0.001
| 0.528 | 0.662 | 0 | 0.505 | 0.002 | 0.856 | 0.017 | 0.586 | 0
| 0.528 | 0.595 | 0 | 0.413 | 0.007 | 0.804 | 0.018 | 0.566 | 0
| 0.528 | 0.459 | 0.001 | 0.334 | 0.012 | 0.707 | 0.02 | 0.481 | 0.001
| 0.528 | 0.308 | 0.005 | 0.248 | 0.019 | 0.556 | 0.023 | 0.355 | 0.001
| 0.528 | 0.168 | 0.009 | 0.156 | 0.022 | 0.37 | 0.026 | 0.215 | 0.001
| 0.528 | 0.048 | 0.018 | 0.055 | 0.038 | 0.172 | 0.033 | 0.091 | 0.001
| 0.528 | 0 | 0.038 | 0.003 | 0.086 | 0.035 | 0.04 | 0.015 | 0.001
| 0.528 | 0 | 0.074 | 0 | 0.142 | 0 | 0.045 | 0 | 0.003
| 0.528 | 0 | 0.094 | 0 | 0.183 | 0 | 0.037 | 0 | 0.005
| 0.528 | 0 | 0.097 | 0 | 0.2 | 0 | 0.033 | 0 | 0.005
| 0.528 | 0 | 0.064 | 0 | 0.182 | 0 | 0.032 | 0 | 0.004
| 0.528 | 0 | 0.052 | 0 | 0.137 | 0 | 0.033 | 0 | 0.005
| 0.528 | 0 | 0.041 | 0 | 0.084 | 0 | 0.03 | 0 | 0.005
| 0.528 | 0 | 0.035 | 0 | 0.034 | 0 | 0.027 | 0 | 0.006
| 0.528 | 0 | 0.035 | 0 | 0.009 | 0 | 0.029 | 0 | 0.008
| 0.528 | 0 | 0.034 | 0 | 0.004 | 0 | 0.033 | 0 | 0.009
| 0.528 | 0.023 | 0.041 | 0.03 | 0.001 | 0.002 | 0.038 | 0.002 | 0.011
| 0.528 | 0.102 | 0.033 | 0.117 | 0 | 0.05 | 0.04 | 0.052 | 0.014
| 0.528 | 0.213 | 0.021 | 0.241 | 0.001 | 0.175 | 0.026 | 0.151 | 0.013
| 0.528 | 0.296 | 0.035 | 0.372 | 0.009 | 0.333 | 0.014 | 0.278 | 0.01
| 0.528 | 0.359 | 0.039 | 0.46 | 0.03 | 0.508 | 0.027 | 0.41 | 0.011
| 0.528 | 0.438 | 0.033 | 0.455 | 0.038 | 0.655 | 0.024 | 0.555 | 0.015
| 0.528 | 0.51 | 0.023 | 0.436 | 0.039 | 0.696 | 0.015 | 0.661 | 0.015
| 0.528 | 0.566 | 0.012 | 0.431 | 0.038 | 0.734 | 0.007 | 0.714 | 0.014
| 0.528 | 0.584 | 0.006 | 0.393 | 0.044 | 0.704 | 0.005 | 0.693 | 0.012
| 0.528 | 0.532 | 0.005 | 0.37 | 0.049 | 0.639 | 0.005 | 0.628 | 0.011
| 0.528 | 0.403 | 0.01 | 0.312 | 0.049 | 0.527 | 0.005 | 0.524 | 0.01
| 0.528 | 0.232 | 0.016 | 0.227 | 0.051 | 0.396 | 0.007 | 0.386 | 0.011
| 0.528 | 0.1 | 0.016 | 0.147 | 0.053 | 0.262 | 0.012 | 0.242 | 0.01
| 0.528 | 0.024 | 0.022 | 0.059 | 0.144 | 0.134 | 0.023 | 0.107 | 0.01
| 0.528 | 0 | 0.028 | 0.004 | 0.264 | 0.038 | 0.031 | 0.019 | 0.01
| 0.528 | 0 | 0.027 | 0 | 0.29 | 0 | 0.034 | 0 | 0.015
| 0.528 | 0 | 0.018 | 0 | 0.268 | 0 | 0.038 | 0 | 0.014
| 0.528 | 0 | 0.006 | 0 | 0.212 | 0 | 0.032 | 0 | 0.015
| 0.528 | 0 | 0.001 | 0 | 0.142 | 0 | 0.026 | 0 | 0.017
| 0.528 | 0 | 0 | 0 | 0.108 | 0 | 0.021 | 0 | 0.021
| 0.528 | 0 | 0 | 0 | 0.101 | 0 | 0.013 | 0 | 0.025
| 0.528 | 0 | 0 | 0 | 0.068 | 0 | 0.012 | 0 | 0.026
| 0.528 | 0 | 0 | 0 | 0.047 | 0 | 0.011 | 0 | 0.025
| 0.528 | 0 | 0.001 | 0 | 0.044 | 0 | 0.012 | 0 | 0.023
| 0.528 | 0.013 | 0.002 | 0.012 | 0.036 | 0.003 | 0.014 | 0.004 | 0.019
| 0.528 | 0.076 | 0.002 | 0.045 | 0.012 | 0.051 | 0.015 | 0.062 | 0.013
| 0.528 | 0.188 | 0.005 | 0.106 | 0.011 | 0.201 | 0.017 | 0.172 | 0.007
| 0.528 | 0.305 | 0.017 | 0.194 | 0.014 | 0.391 | 0.012 | 0.315 | 0.003
| 0.528 | 0.428 | 0.043 | 0.285 | 0.035 | 0.571 | 0.012 | 0.425 | 0.003
| 0.528 | 0.561 | 0.105 | 0.313 | 0.069 | 0.714 | 0.013 | 0.503 | 0.001
| 0.528 | 0.711 | 0.13 | 0.307 | 0.055 | 0.806 | 0.014 | 0.578 | 0
| 0.528 | 0.768 | 0.137 | 0.3 | 0.026 | 0.849 | 0.017 | 0.612 | 0
| 0.528 | 0.755 | 0.107 | 0.276 | 0.01 | 0.84 | 0.017 | 0.599 | 0
| 0.528 | 0.673 | 0.079 | 0.264 | 0.006 | 0.787 | 0.015 | 0.506 | 0
| 0.528 | 0.496 | 0.081 | 0.222 | 0.006 | 0.685 | 0.012 | 0.35 | 0.001
| 0.528 | 0.365 | 0.076 | 0.179 | 0.011 | 0.535 | 0.011 | 0.215 | 0.001
| 0.528 | 0.18 | 0.057 | 0.116 | 0.017 | 0.354 | 0.011 | 0.113 | 0.002
| 0.528 | 0.05 | 0.049 | 0.049 | 0.062 | 0.167 | 0.011 | 0.042 | 0.004
| 0.528 | 0.001 | 0.078 | 0.004 | 0.144 | 0.043 | 0.011 | 0.006 | 0.008
| 0.528 | 0 | 0.087 | 0 | 0.186 | 0.001 | 0.011 | 0 | 0.013
| 0.528 | 0 | 0.099 | 0 | 0.166 | 0 | 0.01 | 0 | 0.017
| 0.528 | 0 | 0.141 | 0 | 0.099 | 0 | 0.012 | 0 | 0.014
| 0.528 | 0 | 0.167 | 0 | 0.038 | 0 | 0.014 | 0 | 0.018
| 0.528 | 0 | 0.181 | 0 | 0.013 | 0 | 0.017 | 0 | 0.02
| 0.528 | 0 | 0.173 | 0 | 0.01 | 0 | 0.017 | 0 | 0.016
| 0.528 | 0 | 0.178 | 0 | 0.012 | 0 | 0.027 | 0 | 0.009
| 0.528 | 0 | 0.175 | 0 | 0.018 | 0 | 0.048 | 0 | 0.004
| 0.528 | 0 | 0.191 | 0 | 0.025 | 0 | 0.081 | 0 | 0.007
| 0.528 | 0.026 | 0.189 | 0.024 | 0.027 | 0.002 | 0.106 | 0.002 | 0.014
| 0.528 | 0.12 | 0.245 | 0.083 | 0.012 | 0.045 | 0.071 | 0.053 | 0.025
| 0.528 | 0.285 | 0.293 | 0.175 | 0.001 | 0.125 | 0.042 | 0.152 | 0.031
| 0.528 | 0.513 | 0.353 | 0.287 | 0.001 | 0.214 | 0.029 | 0.244 | 0.026
| 0.528 | 0.67 | 0.395 | 0.369 | 0.003 | 0.297 | 0.029 | 0.383 | 0.031
| 0.528 | 0.757 | 0.395 | 0.388 | 0.006 | 0.449 | 0.026 | 0.461 | 0.042
| 0.528 | 0.769 | 0.414 | 0.373 | 0.014 | 0.657 | 0.03 | 0.446 | 0.048
| 0.528 | 0.734 | 0.414 | 0.391 | 0.03 | 0.733 | 0.041 | 0.398 | 0.048
| 0.528 | 0.69 | 0.386 | 0.355 | 0.065 | 0.723 | 0.051 | 0.356 | 0.048
| 0.528 | 0.604 | 0.343 | 0.312 | 0.108 | 0.649 | 0.056 | 0.306 | 0.053
| 0.528 | 0.515 | 0.261 | 0.238 | 0.127 | 0.525 | 0.059 | 0.29 | 0.059
| 0.528 | 0.343 | 0.233 | 0.183 | 0.124 | 0.346 | 0.074 | 0.251 | 0.062
| 0.528 | 0.199 | 0.168 | 0.104 | 0.161 | 0.183 | 0.108 | 0.162 | 0.076
| 0.528 | 0.053 | 0.152 | 0.038 | 0.278 | 0.1 | 0.132 | 0.076 | 0.087
| 0.528 | 0.002 | 0.176 | 0.003 | 0.353 | 0.026 | 0.136 | 0.01 | 0.107
| 0.528 | 0 | 0.185 | 0 | 0.362 | 0 | 0.138 | 0 | 0.112
| 0.528 | 0 | 0.153 | 0 | 0.359 | 0 | 0.14 | 0 | 0.113
| 0.528 | 0 | 0.114 | 0 | 0.381 | 0 | 0.136 | 0 | 0.102
| 0.528 | 0 | 0.078 | 0 | 0.398 | 0 | 0.132 | 0 | 0.089
| 0.528 | 0 | 0.062 | 0 | 0.386 | 0 | 0.119 | 0 | 0.082
| 0.528 | 0 | 0.068 | 0 | 0.362 | 0 | 0.118 | 0 | 0.076
| 0.528 | 0 | 0.08 | 0 | 0.325 | 0 | 0.132 | 0 | 0.076
| 0.528 | 0 | 0.079 | 0 | 0.275 | 0 | 0.148 | 0 | 0.074
| 0.528 | 0 | 0.076 | 0 | 0.25 | 0 | 0.163 | 0 | 0.071
| 0.528 | 0.034 | 0.07 | 0.035 | 0.189 | 0 | 0.169 | 0.002 | 0.068
| 0.528 | 0.168 | 0.055 | 0.163 | 0.03 | 0.022 | 0.165 | 0.037 | 0.067
| 0.528 | 0.356 | 0.055 | 0.351 | 0 | 0.073 | 0.153 | 0.12 | 0.038
| 0.528 | 0.469 | 0.096 | 0.52 | 0.007 | 0.173 | 0.173 | 0.224 | 0.019
| 0.528 | 0.492 | 0.115 | 0.647 | 0.061 | 0.348 | 0.172 | 0.324 | 0.019
| 0.528 | 0.491 | 0.134 | 0.708 | 0.059 | 0.489 | 0.146 | 0.369 | 0.018
| 0.528 | 0.489 | 0.173 | 0.77 | 0.061 | 0.565 | 0.123 | 0.354 | 0.016
| 0.528 | 0.466 | 0.195 | 0.766 | 0.078 | 0.603 | 0.112 | 0.286 | 0.016
| 0.528 | 0.417 | 0.209 | 0.719 | 0.1 | 0.625 | 0.085 | 0.228 | 0.017
| 0.528 | 0.337 | 0.178 | 0.645 | 0.159 | 0.602 | 0.057 | 0.192 | 0.017
| 0.528 | 0.236 | 0.13 | 0.41 | 0.228 | 0.54 | 0.038 | 0.14 | 0.018
| 0.528 | 0.177 | 0.094 | 0.185 | 0.228 | 0.451 | 0.022 | 0.098 | 0.015
| 0.528 | 0.101 | 0.086 | 0.073 | 0.305 | 0.308 | 0.009 | 0.056 | 0.013
| 0.528 | 0.037 | 0.105 | 0.02 | 0.411 | 0.158 | 0.002 | 0.023 | 0.012
| 0.528 | 0.001 | 0.127 | 0.001 | 0.434 | 0.044 | 0.001 | 0.002 | 0.012
| 0.528 | 0 | 0.148 | 0 | 0.398 | 0.002 | 0 | 0 | 0.013
| 0.528 | 0 | 0.179 | 0 | 0.292 | 0 | 0 | 0 | 0.014
| 0.528 | 0 | 0.233 | 0 | 0.264 | 0 | 0 | 0 | 0.013
| 0.528 | 0 | 0.213 | 0 | 0.225 | 0 | 0.001 | 0 | 0.01
| 0.528 | 0 | 0.241 | 0 | 0.178 | 0 | 0.002 | 0 | 0.006
| 0.528 | 0 | 0.297 | 0 | 0.148 | 0 | 0.002 | 0 | 0.007
| 0.528 | 0 | 0.337 | 0 | 0.146 | 0 | 0.001 | 0 | 0.008
| 0.528 | 0 | 0.343 | 0 | 0.152 | 0 | 0.001 | 0 | 0.009
| 0.528 | 0 | 0.337 | 0 | 0.155 | 0 | 0.002 | 0 | 0.009
| 0.528 | 0.039 | 0.288 | 0.012 | 0.141 | 0.008 | 0.004 | 0 | 0.009
| 0.528 | 0.138 | 0.239 | 0.044 | 0.106 | 0.055 | 0.005 | 0.014 | 0.01
| 0.528 | 0.248 | 0.199 | 0.088 | 0.049 | 0.215 | 0.006 | 0.043 | 0.009
| 0.528 | 0.335 | 0.214 | 0.152 | 0.007 | 0.406 | 0.007 | 0.085 | 0.007
| 0.528 | 0.37 | 0.269 | 0.232 | 0.003 | 0.61 | 0.008 | 0.135 | 0.007
| 0.528 | 0.366 | 0.298 | 0.282 | 0.019 | 0.747 | 0.007 | 0.191 | 0.006
| 0.528 | 0.269 | 0.286 | 0.305 | 0.028 | 0.834 | 0.008 | 0.235 | 0.004
| 0.528 | 0.316 | 0.279 | 0.308 | 0.037 | 0.878 | 0.01 | 0.26 | 0.003
| 0.528 | 0.34 | 0.3 | 0.254 | 0.061 | 0.874 | 0.012 | 0.279 | 0.004
| 0.528 | 0.347 | 0.338 | 0.231 | 0.111 | 0.819 | 0.017 | 0.253 | 0.003
| 0.528 | 0.275 | 0.37 | 0.207 | 0.155 | 0.718 | 0.019 | 0.184 | 0.002
| 0.528 | 0.215 | 0.347 | 0.209 | 0.194 | 0.569 | 0.018 | 0.135 | 0.001
| 0.528 | 0.134 | 0.27 | 0.106 | 0.228 | 0.382 | 0.021 | 0.084 | 0.001
| 0.528 | 0.047 | 0.212 | 0.038 | 0.311 | 0.182 | 0.028 | 0.036 | 0
| 0.528 | 0.001 | 0.208 | 0.003 | 0.388 | 0.04 | 0.02 | 0.004 | 0.001
| 0.528 | 0 | 0.206 | 0 | 0.367 | 0.003 | 0.012 | 0 | 0.003
| 0.528 | 0 | 0.184 | 0 | 0.319 | 0 | 0.016 | 0 | 0.005
| 0.528 | 0 | 0.152 | 0 | 0.348 | 0 | 0.011 | 0 | 0.008
| 0.528 | 0 | 0.118 | 0 | 0.376 | 0 | 0.013 | 0 | 0.01
| 0.528 | 0 | 0.086 | 0 | 0.435 | 0 | 0.012 | 0 | 0.013
| 0.528 | 0 | 0.059 | 0 | 0.507 | 0 | 0.01 | 0 | 0.016
| 0.528 | 0 | 0.036 | 0 | 0.41 | 0 | 0.021 | 0 | 0.017
| 0.528 | 0 | 0.017 | 0 | 0.325 | 0 | 0.029 | 0 | 0.017
| 0.528 | 0 | 0.007 | 0 | 0.287 | 0 | 0.039 | 0 | 0.018
| 0.528 | 0.027 | 0.003 | 0.04 | 0.202 | 0.009 | 0.055 | 0.008 | 0.025
| 0.528 | 0.105 | 0.002 | 0.141 | 0.133 | 0.055 | 0.05 | 0.075 | 0.029
| 0.528 | 0.218 | 0.002 | 0.269 | 0.139 | 0.226 | 0.045 | 0.2 | 0.027
| 0.528 | 0.322 | 0.008 | 0.38 | 0.099 | 0.419 | 0.051 | 0.34 | 0.035
| 0.528 | 0.443 | 0.005 | 0.503 | 0.086 | 0.592 | 0.078 | 0.57 | 0.037
| 0.528 | 0.612 | 0 | 0.513 | 0.102 | 0.727 | 0.082 | 0.731 | 0.036
| 0.528 | 0.699 | 0 | 0.536 | 0.133 | 0.815 | 0.078 | 0.809 | 0.039
| 0.528 | 0.7 | 0 | 0.528 | 0.178 | 0.856 | 0.099 | 0.75 | 0.045
| 0.528 | 0.653 | 0.003 | 0.428 | 0.255 | 0.85 | 0.153 | 0.659 | 0.057
| 0.528 | 0.565 | 0.006 | 0.399 | 0.355 | 0.798 | 0.189 | 0.63 | 0.073
| 0.528 | 0.458 | 0.007 | 0.305 | 0.428 | 0.698 | 0.223 | 0.619 | 0.096
| 0.528 | 0.293 | 0.009 | 0.224 | 0.438 | 0.552 | 0.245 | 0.513 | 0.124
| 0.528 | 0.163 | 0.011 | 0.137 | 0.386 | 0.37 | 0.259 | 0.329 | 0.107
| 0.528 | 0.055 | 0.023 | 0.063 | 0.292 | 0.179 | 0.269 | 0.129 | 0.105
| 0.528 | 0.004 | 0.112 | 0.01 | 0.249 | 0.045 | 0.259 | 0.028 | 0.129
| 0.528 | 0 | 0.322 | 0 | 0.334 | 0.003 | 0.245 | 0 | 0.153
| 0.528 | 0 | 0.425 | 0 | 0.285 | 0 | 0.23 | 0 | 0.169
| 0.528 | 0 | 0.501 | 0 | 0.24 | 0 | 0.209 | 0 | 0.187
| 0.528 | 0 | 0.47 | 0 | 0.265 | 0 | 0.176 | 0 | 0.21
| 0.528 | 0 | 0.466 | 0 | 0.249 | 0 | 0.145 | 0 | 0.234
| 0.528 | 0 | 0.466 | 0 | 0.234 | 0 | 0.156 | 0 | 0.245
| 0.528 | 0 | 0.441 | 0 | 0.225 | 0 | 0.165 | 0 | 0.247
| 0.528 | 0 | 0.41 | 0 | 0.279 | 0 | 0.157 | 0 | 0.248
| 0.528 | 0 | 0.422 | 0.001 | 0.305 | 0 | 0.135 | 0 | 0.274
| 0.528 | 0.039 | 0.447 | 0.044 | 0.181 | 0.01 | 0.125 | 0.011 | 0.289
| 0.528 | 0.158 | 0.523 | 0.165 | 0.223 | 0.058 | 0.134 | 0.08 | 0.261
| 0.528 | 0.321 | 0.466 | 0.337 | 0.334 | 0.229 | 0.121 | 0.232 | 0.245
| 0.528 | 0.46 | 0.378 | 0.47 | 0.403 | 0.425 | 0.116 | 0.417 | 0.241
| 0.528 | 0.581 | 0.318 | 0.496 | 0.42 | 0.601 | 0.154 | 0.585 | 0.241
| 0.528 | 0.651 | 0.282 | 0.541 | 0.414 | 0.734 | 0.226 | 0.707 | 0.297
| 0.528 | 0.743 | 0.277 | 0.571 | 0.395 | 0.822 | 0.317 | 0.803 | 0.408
| 0.528 | 0.797 | 0.29 | 0.596 | 0.355 | 0.863 | 0.367 | 0.864 | 0.388
| 0.528 | 0.748 | 0.32 | 0.607 | 0.322 | 0.857 | 0.337 | 0.846 | 0.37
| 0.528 | 0.635 | 0.34 | 0.561 | 0.284 | 0.805 | 0.282 | 0.766 | 0.352
| 0.528 | 0.478 | 0.348 | 0.477 | 0.252 | 0.706 | 0.243 | 0.652 | 0.339
| 0.528 | 0.321 | 0.358 | 0.36 | 0.231 | 0.561 | 0.2 | 0.506 | 0.324
| 0.528 | 0.189 | 0.369 | 0.202 | 0.206 | 0.38 | 0.149 | 0.325 | 0.369
| 0.528 | 0.06 | 0.376 | 0.067 | 0.155 | 0.185 | 0.111 | 0.131 | 0.416
| 0.528 | 0.005 | 0.429 | 0.012 | 0.179 | 0.043 | 0.104 | 0.029 | 0.467
| 0.528 | 0 | 0.398 | 0 | 0.214 | 0.004 | 0.119 | 0 | 0.438
| 0.528 | 0 | 0.379 | 0 | 0.163 | 0 | 0.116 | 0 | 0.418
| 0.528 | 0 | 0.343 | 0 | 0.084 | 0 | 0.098 | 0 | 0.43
| 0.528 | 0 | 0.297 | 0 | 0.025 | 0 | 0.091 | 0 | 0.457
| 0.528 | 0 | 0.278 | 0 | 0.003 | 0 | 0.089 | 0 | 0.472
| 0.528 | 0 | 0.272 | 0 | 0.001 | 0 | 0.093 | 0 | 0.503
| 0.528 | 0 | 0.261 | 0 | 0 | 0 | 0.088 | 0 | 0.556
| 0.528 | 0 | 0.276 | 0 | 0 | 0 | 0.077 | 0 | 0.594
| 0.528 | 0 | 0.352 | 0.002 | 0 | 0 | 0.067 | 0 | 0.61
| 0.528 | 0.038 | 0.505 | 0.041 | 0 | 0.012 | 0.062 | 0.014 | 0.61
| 0.528 | 0.131 | 0.609 | 0.175 | 0.001 | 0.062 | 0.049 | 0.086 | 0.603
| 0.528 | 0.251 | 0.686 | 0.365 | 0.012 | 0.231 | 0.035 | 0.281 | 0.562
| 0.528 | 0.374 | 0.703 | 0.534 | 0.021 | 0.432 | 0.041 | 0.49 | 0.52
| 0.528 | 0.521 | 0.71 | 0.626 | 0.022 | 0.605 | 0.082 | 0.667 | 0.532
| 0.528 | 0.618 | 0.716 | 0.702 | 0.024 | 0.738 | 0.093 | 0.799 | 0.529
| 0.528 | 0.721 | 0.714 | 0.809 | 0.03 | 0.825 | 0.1 | 0.871 | 0.516
| 0.528 | 0.734 | 0.69 | 0.8 | 0.046 | 0.866 | 0.105 | 0.888 | 0.494
| 0.528 | 0.734 | 0.654 | 0.745 | 0.069 | 0.859 | 0.101 | 0.849 | 0.413
| 0.528 | 0.608 | 0.6 | 0.654 | 0.1 | 0.805 | 0.1 | 0.803 | 0.334
| 0.528 | 0.5 | 0.532 | 0.52 | 0.133 | 0.706 | 0.099 | 0.688 | 0.272
| 0.528 | 0.343 | 0.464 | 0.338 | 0.157 | 0.563 | 0.1 | 0.513 | 0.221
| 0.528 | 0.181 | 0.386 | 0.186 | 0.151 | 0.382 | 0.092 | 0.318 | 0.188
| 0.528 | 0.06 | 0.332 | 0.067 | 0.112 | 0.187 | 0.076 | 0.131 | 0.159
| 0.528 | 0.005 | 0.351 | 0.012 | 0.186 | 0.044 | 0.058 | 0.031 | 0.181
| 0.528 | 0 | 0.379 | 0 | 0.263 | 0.005 | 0.042 | 0 | 0.181
| 0.528 | 0 | 0.322 | 0 | 0.261 | 0 | 0.023 | 0 | 0.149
| 0.528 | 0 | 0.27 | 0 | 0.201 | 0 | 0.012 | 0 | 0.116
| 0.528 | 0 | 0.245 | 0 | 0.114 | 0 | 0.01 | 0 | 0.089
| 0.528 | 0 | 0.215 | 0 | 0.041 | 0 | 0.009 | 0 | 0.068
| 0.528 | 0 | 0.179 | 0 | 0.01 | 0 | 0.01 | 0 | 0.061
| 0.528 | 0 | 0.136 | 0 | 0.003 | 0 | 0.011 | 0 | 0.057
| 0.528 | 0 | 0.108 | 0 | 0.002 | 0 | 0.011 | 0 | 0.047
| 0.528 | 0 | 0.102 | 0.002 | 0.003 | 0 | 0.01 | 0 | 0.042
| 0.528 | 0.042 | 0.082 | 0.046 | 0.001 | 0.013 | 0.008 | 0.015 | 0.037
| 0.528 | 0.171 | 0.098 | 0.161 | 0.002 | 0.061 | 0.005 | 0.089 | 0.034
| 0.528 | 0.348 | 0.068 | 0.31 | 0.021 | 0.234 | 0.003 | 0.29 | 0.032
| 0.528 | 0.518 | 0.085 | 0.45 | 0.021 | 0.426 | 0.001 | 0.501 | 0.017
| 0.528 | 0.611 | 0.08 | 0.579 | 0.017 | 0.593 | 0 | 0.679 | 0.009
| 0.528 | 0.696 | 0.043 | 0.652 | 0.014 | 0.723 | 0 | 0.81 | 0.009
| 0.528 | 0.753 | 0.015 | 0.716 | 0.015 | 0.808 | 0.002 | 0.893 | 0.008
| 0.528 | 0.778 | 0.003 | 0.722 | 0.021 | 0.85 | 0.008 | 0.9 | 0.008
| 0.528 | 0.749 | 0.001 | 0.682 | 0.028 | 0.848 | 0.016 | 0.9 | 0.006
| 0.528 | 0.669 | 0.001 | 0.593 | 0.035 | 0.797 | 0.026 | 0.838 | 0.004
| 0.528 | 0.564 | 0.002 | 0.421 | 0.033 | 0.698 | 0.035 | 0.719 | 0.003
| 0.528 | 0.397 | 0.004 | 0.269 | 0.022 | 0.554 | 0.04 | 0.551 | 0.002
| 0.528 | 0.205 | 0.009 | 0.143 | 0.008 | 0.378 | 0.04 | 0.346 | 0.001
| 0.528 | 0.064 | 0.025 | 0.055 | 0.007 | 0.188 | 0.037 | 0.137 | 0.001
| 0.528 | 0.006 | 0.063 | 0.008 | 0.041 | 0.051 | 0.036 | 0.031 | 0
| 0.528 | 0 | 0.11 | 0 | 0.102 | 0.006 | 0.035 | 0 | 0
| 0.528 | 0 | 0.096 | 0 | 0.148 | 0 | 0.032 | 0 | 0
| 0.528 | 0 | 0.101 | 0 | 0.147 | 0 | 0.031 | 0 | 0
| 0.528 | 0 | 0.129 | 0 | 0.181 | 0 | 0.029 | 0 | 0
| 0.528 | 0 | 0.168 | 0 | 0.195 | 0 | 0.023 | 0 | 0
| 0.528 | 0 | 0.205 | 0 | 0.198 | 0 | 0.017 | 0 | 0
| 0.528 | 0 | 0.243 | 0 | 0.146 | 0 | 0.014 | 0 | 0
| 0.528 | 0 | 0.254 | 0 | 0.143 | 0 | 0.01 | 0 | 0
| 0.528 | 0.001 | 0.212 | 0.003 | 0.138 | 0 | 0.007 | 0 | 0.001
| 0.528 | 0.046 | 0.118 | 0.049 | 0.114 | 0.011 | 0.006 | 0.016 | 0.001
| 0.528 | 0.146 | 0.082 | 0.182 | 0.118 | 0.067 | 0.004 | 0.089 | 0.001
| 0.528 | 0.272 | 0.068 | 0.375 | 0.133 | 0.189 | 0.002 | 0.281 | 0.001
| 0.528 | 0.353 | 0.088 | 0.517 | 0.126 | 0.35 | 0.001 | 0.485 | 0
| 0.528 | 0.442 | 0.111 | 0.681 | 0.11 | 0.508 | 0.003 | 0.659 | 0
| 0.528 | 0.542 | 0.117 | 0.802 | 0.086 | 0.637 | 0.004 | 0.789 | 0
| 0.528 | 0.624 | 0.119 | 0.865 | 0.067 | 0.666 | 0.003 | 0.869 | 0.001
| 0.528 | 0.638 | 0.127 | 0.871 | 0.049 | 0.633 | 0.003 | 0.9 | 0.001
| 0.528 | 0.615 | 0.133 | 0.83 | 0.037 | 0.606 | 0.004 | 0.884 | 0.001
| 0.528 | 0.608 | 0.128 | 0.741 | 0.027 | 0.591 | 0.004 | 0.816 | 0.001
| 0.528 | 0.489 | 0.148 | 0.607 | 0.02 | 0.535 | 0.008 | 0.697 | 0.001
| 0.528 | 0.374 | 0.162 | 0.437 | 0.015 | 0.425 | 0.015 | 0.531 | 0
| 0.528 | 0.214 | 0.173 | 0.242 | 0.011 | 0.312 | 0.022 | 0.333 | 0
| 0.528 | 0.057 | 0.204 | 0.065 | 0.01 | 0.17 | 0.026 | 0.134 | 0
| 0.528 | 0.007 | 0.323 | 0.018 | 0.018 | 0.055 | 0.035 | 0.034 | 0
| 0.528 | 0 | 0.407 | 0 | 0.046 | 0.007 | 0.052 | 0 | 0
| 0.528 | 0 | 0.317 | 0 | 0.108 | 0 | 0.065 | 0 | 0
| 0.528 | 0 | 0.167 | 0 | 0.198 | 0 | 0.07 | 0 | 0
| 0.528 | 0 | 0.083 | 0 | 0.279 | 0 | 0.07 | 0 | 0
| 0.528 | 0 | 0.058 | 0 | 0.334 | 0 | 0.069 | 0 | 0
| 0.528 | 0 | 0.051 | 0 | 0.341 | 0 | 0.055 | 0 | 0
| 0.528 | 0 | 0.04 | 0 | 0.32 | 0 | 0.042 | 0 | 0
| 0.528 | 0 | 0.032 | 0 | 0.316 | 0 | 0.035 | 0 | 0
| 0.528 | 0.001 | 0.021 | 0.003 | 0.274 | 0 | 0.033 | 0 | 0
| 0.528 | 0.04 | 0.008 | 0.04 | 0.086 | 0.017 | 0.033 | 0.018 | 0
| 0.528 | 0.181 | 0.004 | 0.186 | 0.107 | 0.071 | 0.03 | 0.091 | 0
| 0.528 | 0.381 | 0.001 | 0.382 | 0.233 | 0.223 | 0.023 | 0.273 | 0
| 0.528 | 0.586 | 0 | 0.561 | 0.178 | 0.389 | 0.026 | 0.474 | 0
| 0.528 | 0.742 | 0 | 0.7 | 0.116 | 0.517 | 0.028 | 0.65 | 0
| 0.528 | 0.85 | 0 | 0.795 | 0.068 | 0.619 | 0.036 | 0.782 | 0
| 0.528 | 0.89 | 0 | 0.84 | 0.035 | 0.709 | 0.05 | 0.866 | 0
| 0.528 | 0.861 | 0.001 | 0.839 | 0.014 | 0.767 | 0.062 | 0.898 | 0
| 0.528 | 0.797 | 0.003 | 0.794 | 0.005 | 0.781 | 0.069 | 0.878 | 0
| 0.528 | 0.718 | 0.007 | 0.707 | 0.002 | 0.73 | 0.079 | 0.806 | 0
| 0.528 | 0.586 | 0.007 | 0.578 | 0.001 | 0.645 | 0.094 | 0.686 | 0
| 0.528 | 0.41 | 0.005 | 0.413 | 0.003 | 0.52 | 0.108 | 0.507 | 0
| 0.528 | 0.225 | 0.002 | 0.23 | 0.012 | 0.36 | 0.108 | 0.32 | 0
| 0.528 | 0.061 | 0.007 | 0.07 | 0.108 | 0.189 | 0.089 | 0.14 | 0
| 0.528 | 0.008 | 0.024 | 0.019 | 0.349 | 0.055 | 0.075 | 0.039 | 0
| 0.528 | 0 | 0.042 | 0 | 0.501 | 0.011 | 0.077 | 0 | 0
| 0.528 | 0 | 0.044 | 0 | 0.45 | 0 | 0.082 | 0 | 0
| 0.528 | 0 | 0.046 | 0 | 0.37 | 0 | 0.082 | 0 | 0
| 0.528 | 0 | 0.058 | 0 | 0.274 | 0 | 0.075 | 0 | 0
| 0.528 | 0 | 0.074 | 0 | 0.175 | 0 | 0.068 | 0 | 0
| 0.528 | 0 | 0.092 | 0 | 0.116 | 0 | 0.055 | 0 | 0
| 0.528 | 0 | 0.095 | 0 | 0.096 | 0 | 0.052 | 0 | 0
| 0.528 | 0 | 0.102 | 0 | 0.099 | 0 | 0.057 | 0 | 0
| 0.528 | 0.001 | 0.112 | 0.004 | 0.091 | 0 | 0.061 | 0 | 0
| 0.528 | 0.047 | 0.083 | 0.047 | 0.034 | 0.011 | 0.053 | 0.011 | 0
| 0.528 | 0.169 | 0.046 | 0.179 | 0.032 | 0.051 | 0.036 | 0.065 | 0
| 0.528 | 0.351 | 0.014 | 0.359 | 0.032 | 0.148 | 0.023 | 0.161 | 0
| 0.528 | 0.535 | 0.006 | 0.525 | 0.057 | 0.342 | 0.022 | 0.292 | 0
| 0.528 | 0.666 | 0.004 | 0.656 | 0.079 | 0.548 | 0.013 | 0.482 | 0
| 0.528 | 0.739 | 0.003 | 0.743 | 0.077 | 0.697 | 0.004 | 0.612 | 0
| 0.528 | 0.724 | 0.003 | 0.783 | 0.072 | 0.785 | 0.001 | 0.694 | 0
| 0.528 | 0.667 | 0.003 | 0.779 | 0.066 | 0.824 | 0 | 0.738 | 0
| 0.528 | 0.587 | 0.002 | 0.724 | 0.057 | 0.814 | 0 | 0.743 | 0
| 0.528 | 0.529 | 0.001 | 0.641 | 0.044 | 0.764 | 0.001 | 0.717 | 0
| 0.528 | 0.418 | 0.002 | 0.504 | 0.032 | 0.669 | 0.003 | 0.621 | 0
| 0.528 | 0.294 | 0.003 | 0.349 | 0.027 | 0.533 | 0.005 | 0.473 | 0
| 0.528 | 0.171 | 0.005 | 0.199 | 0.035 | 0.36 | 0.007 | 0.305 | 0
| 0.528 | 0.064 | 0.011 | 0.077 | 0.123 | 0.188 | 0.011 | 0.141 | 0
| 0.528 | 0.008 | 0.02 | 0.019 | 0.311 | 0.057 | 0.017 | 0.041 | 0
| 0.528 | 0 | 0.026 | 0 | 0.333 | 0.012 | 0.017 | 0 | 0.001
| 0.528 | 0 | 0.038 | 0 | 0.245 | 0 | 0.011 | 0 | 0.001
| 0.528 | 0 | 0.05 | 0 | 0.144 | 0 | 0.008 | 0 | 0.001
| 0.528 | 0 | 0.064 | 0 | 0.074 | 0 | 0.005 | 0 | 0.002
| 0.528 | 0 | 0.079 | 0 | 0.036 | 0 | 0.003 | 0 | 0.002
| 0.528 | 0 | 0.091 | 0 | 0.023 | 0 | 0.002 | 0 | 0.002
| 0.528 | 0 | 0.096 | 0 | 0.022 | 0 | 0.001 | 0 | 0.002
| 0.528 | 0 | 0.088 | 0 | 0.03 | 0 | 0 | 0 | 0.002
| 0.528 | 0.001 | 0.071 | 0.005 | 0.026 | 0 | 0 | 0 | 0.003
| 0.528 | 0.048 | 0.042 | 0.054 | 0.005 | 0.018 | 0 | 0.011 | 0.005
| 0.528 | 0.169 | 0.014 | 0.168 | 0.001 | 0.077 | 0 | 0.066 | 0.005
| 0.528 | 0.369 | 0.007 | 0.276 | 0.009 | 0.199 | 0 | 0.165 | 0.004
| 0.528 | 0.556 | 0.005 | 0.377 | 0.03 | 0.345 | 0 | 0.287 | 0.004
| 0.528 | 0.687 | 0.002 | 0.459 | 0.035 | 0.484 | 0 | 0.416 | 0.004
| 0.528 | 0.779 | 0.001 | 0.537 | 0.033 | 0.583 | 0.001 | 0.524 | 0.003
| 0.528 | 0.831 | 0.001 | 0.593 | 0.032 | 0.609 | 0.001 | 0.594 | 0.004
| 0.528 | 0.809 | 0 | 0.622 | 0.031 | 0.632 | 0.001 | 0.673 | 0.006
| 0.528 | 0.747 | 0 | 0.635 | 0.035 | 0.64 | 0.001 | 0.697 | 0.007
| 0.528 | 0.658 | 0 | 0.623 | 0.048 | 0.591 | 0.001 | 0.62 | 0.009
| 0.528 | 0.523 | 0 | 0.509 | 0.07 | 0.507 | 0.001 | 0.495 | 0.011
| 0.528 | 0.35 | 0.001 | 0.367 | 0.102 | 0.405 | 0.001 | 0.362 | 0.012
| 0.528 | 0.183 | 0.012 | 0.214 | 0.122 | 0.284 | 0.002 | 0.23 | 0.012
| 0.528 | 0.063 | 0.072 | 0.074 | 0.148 | 0.158 | 0.002 | 0.116 | 0.013
| 0.528 | 0.007 | 0.194 | 0.021 | 0.291 | 0.059 | 0.002 | 0.036 | 0.016
| 0.528 | 0 | 0.261 | 0 | 0.441 | 0.01 | 0.001 | 0 | 0.021
| 0.528 | 0 | 0.279 | 0 | 0.386 | 0 | 0.001 | 0 | 0.026
| 0.528 | 0 | 0.227 | 0 | 0.332 | 0 | 0.002 | 0 | 0.034
| 0.528 | 0 | 0.217 | 0 | 0.291 | 0 | 0.004 | 0 | 0.039
| 0.528 | 0 | 0.212 | 0 | 0.21 | 0 | 0.008 | 0 | 0.041
| 0.528 | 0 | 0.196 | 0 | 0.119 | 0 | 0.009 | 0 | 0.041
| 0.528 | 0 | 0.177 | 0 | 0.043 | 0 | 0.009 | 0 | 0.042
| 0.528 | 0 | 0.158 | 0 | 0.007 | 0 | 0.01 | 0 | 0.042
| 0.528 | 0.001 | 0.121 | 0.008 | 0 | 0 | 0.011 | 0 | 0.044
| 0.528 | 0.047 | 0.084 | 0.044 | 0 | 0.021 | 0.009 | 0.02 | 0.045
| 0.528 | 0.176 | 0.051 | 0.188 | 0 | 0.079 | 0.007 | 0.091 | 0.041
| 0.528 | 0.371 | 0.098 | 0.372 | 0.005 | 0.223 | 0.004 | 0.23 | 0.034
| 0.528 | 0.559 | 0.168 | 0.542 | 0.028 | 0.396 | 0.006 | 0.437 | 0.028
| 0.528 | 0.705 | 0.196 | 0.677 | 0.038 | 0.553 | 0.013 | 0.619 | 0.028
| 0.528 | 0.803 | 0.178 | 0.768 | 0.05 | 0.663 | 0.018 | 0.751 | 0.03
| 0.528 | 0.854 | 0.142 | 0.815 | 0.064 | 0.718 | 0.019 | 0.827 | 0.03
| 0.528 | 0.859 | 0.104 | 0.818 | 0.082 | 0.739 | 0.018 | 0.859 | 0.026
| 0.528 | 0.818 | 0.078 | 0.778 | 0.109 | 0.713 | 0.016 | 0.841 | 0.021
| 0.528 | 0.731 | 0.068 | 0.696 | 0.147 | 0.664 | 0.011 | 0.769 | 0.017
| 0.528 | 0.6 | 0.067 | 0.574 | 0.191 | 0.573 | 0.007 | 0.651 | 0.012
| 0.528 | 0.428 | 0.071 | 0.413 | 0.233 | 0.428 | 0.004 | 0.494 | 0.009
| 0.528 | 0.234 | 0.067 | 0.236 | 0.241 | 0.292 | 0.002 | 0.303 | 0.006
| 0.528 | 0.061 | 0.069 | 0.079 | 0.22 | 0.166 | 0.002 | 0.135 | 0.004
| 0.528 | 0.014 | 0.075 | 0.024 | 0.334 | 0.064 | 0.001 | 0.041 | 0.003
| 0.528 | 0 | 0.068 | 0 | 0.401 | 0.012 | 0.001 | 0 | 0.002
| 0.528 | 0 | 0.053 | 0 | 0.357 | 0 | 0 | 0 | 0.001
| 0.528 | 0 | 0.041 | 0 | 0.249 | 0 | 0 | 0 | 0.001
| 0.528 | 0 | 0.037 | 0 | 0.165 | 0 | 0 | 0 | 0.001
| 0.528 | 0 | 0.05 | 0 | 0.091 | 0 | 0 | 0 | 0.001
| 0.528 | 0 | 0.074 | 0 | 0.056 | 0 | 0 | 0 | 0.001
| 0.528 | 0 | 0.106 | 0 | 0.048 | 0 | 0 | 0 | 0.001
| 0.528 | 0 | 0.14 | 0 | 0.037 | 0 | 0.001 | 0 | 0.002
| 0.528 | 0.003 | 0.13 | 0.007 | 0.015 | 0 | 0.003 | 0 | 0.002
| 0.528 | 0.049 | 0.119 | 0.055 | 0 | 0.022 | 0.005 | 0.024 | 0.003
| 0.528 | 0.174 | 0.099 | 0.171 | 0 | 0.082 | 0.007 | 0.101 | 0.004
| 0.528 | 0.333 | 0.172 | 0.306 | 0.006 | 0.178 | 0.004 | 0.282 | 0.004
| 0.528 | 0.486 | 0.202 | 0.424 | 0.013 | 0.29 | 0.003 | 0.474 | 0.002
| 0.528 | 0.62 | 0.194 | 0.528 | 0.017 | 0.356 | 0.001 | 0.638 | 0.001
| 0.528 | 0.708 | 0.17 | 0.611 | 0.021 | 0.413 | 0 | 0.758 | 0.001
| 0.528 | 0.751 | 0.138 | 0.663 | 0.022 | 0.474 | 0 | 0.842 | 0.001
| 0.528 | 0.741 | 0.105 | 0.687 | 0.021 | 0.549 | 0 | 0.885 | 0.001
| 0.528 | 0.696 | 0.087 | 0.681 | 0.016 | 0.525 | 0 | 0.866 | 0.001
| 0.528 | 0.625 | 0.071 | 0.643 | 0.01 | 0.481 | 0 | 0.795 | 0.001
| 0.528 | 0.513 | 0.054 | 0.559 | 0.006 | 0.357 | 0 | 0.677 | 0.001
| 0.528 | 0.366 | 0.037 | 0.407 | 0.004 | 0.269 | 0 | 0.511 | 0
| 0.528 | 0.21 | 0.024 | 0.234 | 0.003 | 0.173 | 0 | 0.329 | 0
| 0.528 | 0.072 | 0.017 | 0.081 | 0.003 | 0.084 | 0.002 | 0.152 | 0
| 0.528 | 0.015 | 0.009 | 0.026 | 0.006 | 0.032 | 0.005 | 0.048 | 0
| 0.528 | 0 | 0.006 | 0 | 0.012 | 0.005 | 0.005 | 0.001 | 0
| 0.528 | 0 | 0.005 | 0 | 0.023 | 0 | 0.002 | 0 | 0
| 0.528 | 0 | 0.003 | 0 | 0.042 | 0 | 0 | 0 | 0
| 0.528 | 0 | 0.001 | 0 | 0.058 | 0 | 0 | 0 | 0.001
| 0.528 | 0 | 0 | 0 | 0.065 | 0 | 0 | 0 | 0.002
| 0.528 | 0 | 0 | 0 | 0.063 | 0 | 0 | 0 | 0.003
| 0.528 | 0 | 0 | 0 | 0.054 | 0 | 0 | 0 | 0.004
| 0.528 | 0 | 0 | 0 | 0.045 | 0 | 0 | 0 | 0.004
| 0.528 | 0.003 | 0 | 0.01 | 0.033 | 0 | 0 | 0 | 0.004
| 0.528 | 0.052 | 0.001 | 0.057 | 0.009 | 0.003 | 0 | 0.021 | 0.005
| 0.528 | 0.173 | 0 | 0.175 | 0.002 | 0.023 | 0 | 0.087 | 0.004
| 0.528 | 0.352 | 0 | 0.323 | 0.017 | 0.067 | 0 | 0.174 | 0.001
| 0.528 | 0.534 | 0 | 0.478 | 0.047 | 0.151 | 0 | 0.242 | 0
| 0.528 | 0.669 | 0 | 0.61 | 0.041 | 0.223 | 0 | 0.287 | 0.001
| 0.528 | 0.754 | 0 | 0.693 | 0.02 | 0.29 | 0 | 0.351 | 0.001
| 0.528 | 0.759 | 0 | 0.725 | 0.007 | 0.267 | 0 | 0.392 | 0.001
| 0.528 | 0.697 | 0 | 0.681 | 0.001 | 0.286 | 0 | 0.361 | 0
| 0.528 | 0.585 | 0 | 0.539 | 0 | 0.313 | 0 | 0.318 | 0
| 0.528 | 0.444 | 0.001 | 0.36 | 0 | 0.367 | 0 | 0.332 | 0
| 0.528 | 0.35 | 0.001 | 0.223 | 0.009 | 0.438 | 0 | 0.309 | 0
| 0.528 | 0.249 | 0.001 | 0.139 | 0.064 | 0.405 | 0 | 0.231 | 0
| 0.528 | 0.158 | 0.001 | 0.081 | 0.14 | 0.292 | 0 | 0.151 | 0
| 0.528 | 0.069 | 0.001 | 0.04 | 0.193 | 0.163 | 0 | 0.082 | 0
| 0.528 | 0.013 | 0.001 | 0.011 | 0.196 | 0.068 | 0 | 0.026 | 0
| 0.528 | 0 | 0.001 | 0 | 0.15 | 0.014 | 0.001 | 0 | 0.001
| 0.528 | 0 | 0.005 | 0 | 0.106 | 0 | 0.002 | 0 | 0.002
| 0.528 | 0 | 0.011 | 0 | 0.065 | 0 | 0.006 | 0 | 0.004
| 0.528 | 0 | 0.016 | 0 | 0.05 | 0 | 0.011 | 0 | 0.006
| 0.528 | 0 | 0.024 | 0 | 0.039 | 0 | 0.015 | 0 | 0.008
| 0.528 | 0 | 0.027 | 0 | 0.036 | 0 | 0.017 | 0 | 0.012
| 0.528 | 0 | 0.022 | 0 | 0.041 | 0 | 0.019 | 0 | 0.014
| 0.528 | 0 | 0.014 | 0 | 0.038 | 0 | 0.021 | 0 | 0.015
| 0.528 | 0.004 | 0.009 | 0.004 | 0.03 | 0 | 0.021 | 0 | 0.017
| 0.528 | 0.055 | 0.003 | 0.042 | 0.004 | 0.015 | 0.02 | 0.012 | 0.018
| 0.528 | 0.145 | 0 | 0.113 | 0 | 0.071 | 0.015 | 0.051 | 0.021
| 0.528 | 0.247 | 0.001 | 0.217 | 0 | 0.187 | 0.011 | 0.107 | 0.02
| 0.528 | 0.318 | 0.002 | 0.292 | 0.001 | 0.356 | 0.018 | 0.171 | 0.019
| 0.528 | 0.368 | 0 | 0.342 | 0 | 0.502 | 0.025 | 0.228 | 0.017
| 0.528 | 0.363 | 0 | 0.434 | 0 | 0.587 | 0.026 | 0.299 | 0.018
| 0.528 | 0.336 | 0 | 0.471 | 0 | 0.59 | 0.029 | 0.418 | 0.022
| 0.528 | 0.317 | 0 | 0.546 | 0 | 0.52 | 0.032 | 0.547 | 0.031
| 0.528 | 0.275 | 0 | 0.536 | 0 | 0.44 | 0.035 | 0.595 | 0.029
| 0.528 | 0.267 | 0 | 0.564 | 0 | 0.341 | 0.037 | 0.471 | 0.021
| 0.528 | 0.251 | 0.002 | 0.462 | 0 | 0.312 | 0.039 | 0.314 | 0.013
| 0.528 | 0.222 | 0.012 | 0.332 | 0 | 0.261 | 0.041 | 0.193 | 0.011
| 0.528 | 0.156 | 0.021 | 0.21 | 0 | 0.185 | 0.041 | 0.13 | 0.011
| 0.528 | 0.069 | 0.045 | 0.086 | 0 | 0.121 | 0.036 | 0.081 | 0.013
| 0.528 | 0.014 | 0.08 | 0.028 | 0 | 0.06 | 0.032 | 0.035 | 0.015
| 0.528 | 0 | 0.087 | 0 | 0 | 0.013 | 0.039 | 0 | 0.016
| 0.528 | 0 | 0.082 | 0 | 0 | 0 | 0.037 | 0 | 0.016
| 0.528 | 0 | 0.048 | 0 | 0 | 0 | 0.034 | 0 | 0.015
| 0.528 | 0 | 0.037 | 0 | 0 | 0 | 0.028 | 0 | 0.016
| 0.528 | 0 | 0.017 | 0 | 0 | 0 | 0.021 | 0 | 0.014
| 0.528 | 0 | 0.008 | 0 | 0.011 | 0 | 0.019 | 0 | 0.009
| 0.528 | 0 | 0.006 | 0 | 0.049 | 0 | 0.018 | 0 | 0.008
| 0.528 | 0 | 0.002 | 0 | 0.076 | 0 | 0.017 | 0 | 0.011
| 0.528 | 0.004 | 0.001 | 0.013 | 0.085 | 0 | 0.015 | 0 | 0.014
| 0.528 | 0.047 | 0.006 | 0.055 | 0.068 | 0.022 | 0.012 | 0.013 | 0.016
| 0.528 | 0.134 | 0.003 | 0.186 | 0.002 | 0.082 | 0.006 | 0.053 | 0.015
| 0.528 | 0.271 | 0 | 0.347 | 0.013 | 0.178 | 0.005 | 0.101 | 0.017
| 0.528 | 0.384 | 0.005 | 0.508 | 0.046 | 0.327 | 0.006 | 0.122 | 0.022
| 0.528 | 0.47 | 0.038 | 0.625 | 0.038 | 0.492 | 0.01 | 0.139 | 0.025
| 0.528 | 0.523 | 0.072 | 0.697 | 0.017 | 0.644 | 0.021 | 0.188 | 0.028
| 0.528 | 0.552 | 0.112 | 0.726 | 0.006 | 0.678 | 0.032 | 0.261 | 0.035
| 0.528 | 0.502 | 0.144 | 0.675 | 0.004 | 0.584 | 0.032 | 0.259 | 0.036
| 0.528 | 0.402 | 0.156 | 0.584 | 0.005 | 0.489 | 0.029 | 0.244 | 0.031
| 0.528 | 0.299 | 0.144 | 0.472 | 0.007 | 0.413 | 0.031 | 0.172 | 0.033
| 0.528 | 0.219 | 0.132 | 0.346 | 0.012 | 0.321 | 0.032 | 0.117 | 0.023
| 0.528 | 0.157 | 0.135 | 0.225 | 0.023 | 0.218 | 0.026 | 0.088 | 0.02
| 0.528 | 0.092 | 0.14 | 0.139 | 0.041 | 0.145 | 0.015 | 0.056 | 0.023
| 0.528 | 0.041 | 0.163 | 0.073 | 0.077 | 0.093 | 0.009 | 0.021 | 0.027
| 0.528 | 0.007 | 0.203 | 0.023 | 0.18 | 0.043 | 0.009 | 0.004 | 0.035
| 0.528 | 0 | 0.255 | 0 | 0.352 | 0.008 | 0.012 | 0 | 0.044
| 0.528 | 0 | 0.219 | 0 | 0.431 | 0 | 0.018 | 0 | 0.049
| 0.528 | 0 | 0.218 | 0 | 0.383 | 0 | 0.03 | 0 | 0.038
| 0.528 | 0 | 0.243 | 0 | 0.317 | 0 | 0.04 | 0 | 0.03
| 0.528 | 0 | 0.184 | 0 | 0.262 | 0 | 0.046 | 0 | 0.028
| 0.528 | 0 | 0.137 | 0 | 0.28 | 0 | 0.036 | 0 | 0.018
| 0.528 | 0 | 0.124 | 0 | 0.295 | 0 | 0.026 | 0 | 0.007
| 0.528 | 0 | 0.138 | 0 | 0.323 | 0 | 0.02 | 0 | 0.004
| 0.528 | 0 | 0.149 | 0.007 | 0.272 | 0 | 0.016 | 0 | 0.005
| 0.528 | 0.012 | 0.14 | 0.044 | 0.142 | 0.004 | 0.011 | 0.001 | 0.011
| 0.528 | 0.038 | 0.131 | 0.098 | 0.05 | 0.025 | 0.009 | 0.012 | 0.011
| 0.528 | 0.07 | 0.104 | 0.158 | 0.025 | 0.059 | 0.022 | 0.035 | 0.022
| 0.528 | 0.109 | 0.174 | 0.203 | 0.074 | 0.111 | 0.029 | 0.076 | 0.022
| 0.528 | 0.223 | 0.285 | 0.289 | 0.171 | 0.178 | 0.031 | 0.109 | 0.014
| 0.528 | 0.399 | 0.413 | 0.323 | 0.22 | 0.248 | 0.035 | 0.154 | 0.008
| 0.528 | 0.521 | 0.545 | 0.282 | 0.249 | 0.278 | 0.034 | 0.253 | 0.006
| 0.528 | 0.62 | 0.652 | 0.21 | 0.275 | 0.317 | 0.031 | 0.364 | 0.007
| 0.528 | 0.593 | 0.698 | 0.147 | 0.291 | 0.333 | 0.036 | 0.35 | 0.007
| 0.528 | 0.512 | 0.684 | 0.125 | 0.325 | 0.299 | 0.042 | 0.322 | 0.007
| 0.528 | 0.432 | 0.625 | 0.084 | 0.364 | 0.248 | 0.045 | 0.274 | 0.005
| 0.528 | 0.31 | 0.517 | 0.062 | 0.501 | 0.197 | 0.047 | 0.218 | 0.003
| 0.528 | 0.191 | 0.448 | 0.036 | 0.59 | 0.143 | 0.047 | 0.14 | 0.001
| 0.528 | 0.08 | 0.391 | 0.016 | 0.631 | 0.081 | 0.037 | 0.075 | 0
| 0.528 | 0.02 | 0.406 | 0.004 | 0.607 | 0.036 | 0.031 | 0.025 | 0
| 0.528 | 0 | 0.398 | 0 | 0.491 | 0.007 | 0.04 | 0 | 0
| 0.528 | 0 | 0.35 | 0 | 0.386 | 0 | 0.049 | 0 | 0
| 0.528 | 0 | 0.271 | 0 | 0.376 | 0 | 0.054 | 0 | 0
| 0.528 | 0 | 0.225 | 0 | 0.368 | 0 | 0.054 | 0 | 0.001
| 0.528 | 0 | 0.213 | 0 | 0.354 | 0 | 0.052 | 0 | 0.003
| 0.528 | 0 | 0.207 | 0 | 0.313 | 0 | 0.058 | 0 | 0.006
| 0.528 | 0 | 0.249 | 0 | 0.296 | 0 | 0.064 | 0 | 0.011
| 0.528 | 0 | 0.277 | 0 | 0.286 | 0 | 0.064 | 0 | 0.016
| 0.528 | 0.005 | 0.227 | 0.011 | 0.238 | 0 | 0.06 | 0 | 0.019
| 0.528 | 0.058 | 0.232 | 0.065 | 0.246 | 0.03 | 0.057 | 0.019 | 0.02
| 0.528 | 0.168 | 0.249 | 0.173 | 0.223 | 0.093 | 0.038 | 0.085 | 0.019
| 0.528 | 0.28 | 0.228 | 0.291 | 0.148 | 0.244 | 0.031 | 0.207 | 0.02
| 0.528 | 0.377 | 0.18 | 0.401 | 0.097 | 0.422 | 0.034 | 0.381 | 0.029
| 0.528 | 0.476 | 0.141 | 0.538 | 0.063 | 0.582 | 0.037 | 0.551 | 0.04
| 0.528 | 0.577 | 0.121 | 0.668 | 0.04 | 0.709 | 0.038 | 0.712 | 0.057
| 0.528 | 0.644 | 0.113 | 0.743 | 0.024 | 0.789 | 0.039 | 0.844 | 0.062
| 0.528 | 0.692 | 0.118 | 0.752 | 0.012 | 0.823 | 0.037 | 0.872 | 0.063
| 0.528 | 0.679 | 0.126 | 0.697 | 0.004 | 0.813 | 0.035 | 0.854 | 0.063
| 0.528 | 0.638 | 0.139 | 0.653 | 0.001 | 0.762 | 0.033 | 0.793 | 0.062
| 0.528 | 0.559 | 0.149 | 0.54 | 0 | 0.66 | 0.03 | 0.685 | 0.06
| 0.528 | 0.407 | 0.157 | 0.4 | 0 | 0.537 | 0.027 | 0.538 | 0.055
| 0.528 | 0.232 | 0.156 | 0.239 | 0 | 0.376 | 0.027 | 0.35 | 0.046
| 0.528 | 0.076 | 0.112 | 0.086 | 0 | 0.203 | 0.029 | 0.154 | 0.038
| 0.528 | 0.022 | 0.133 | 0.031 | 0.002 | 0.061 | 0.034 | 0.042 | 0.047
| 0.528 | 0 | 0.185 | 0 | 0.027 | 0.022 | 0.041 | 0.003 | 0.057
| 0.528 | 0 | 0.15 | 0 | 0.104 | 0 | 0.033 | 0 | 0.058
| 0.528 | 0 | 0.118 | 0 | 0.21 | 0 | 0.024 | 0 | 0.064
| 0.528 | 0 | 0.088 | 0 | 0.297 | 0 | 0.016 | 0 | 0.101
| 0.528 | 0 | 0.069 | 0 | 0.328 | 0 | 0.011 | 0 | 0.1
| 0.528 | 0 | 0.067 | 0 | 0.268 | 0 | 0.008 | 0 | 0.095
| 0.528 | 0 | 0.061 | 0 | 0.193 | 0 | 0.007 | 0 | 0.095
| 0.528 | 0 | 0.052 | 0 | 0.144 | 0 | 0.006 | 0 | 0.097
| 0.528 | 0.008 | 0.042 | 0.016 | 0.127 | 0 | 0.006 | 0 | 0.077
| 0.528 | 0.057 | 0.021 | 0.054 | 0.042 | 0.028 | 0.005 | 0.029 | 0.061
| 0.528 | 0.183 | 0.047 | 0.198 | 0 | 0.084 | 0.004 | 0.107 | 0.053
| 0.528 | 0.383 | 0.068 | 0.374 | 0 | 0.255 | 0.003 | 0.294 | 0.038
| 0.528 | 0.56 | 0.065 | 0.534 | 0 | 0.44 | 0.018 | 0.487 | 0.048
| 0.528 | 0.697 | 0.056 | 0.661 | 0 | 0.601 | 0.028 | 0.65 | 0.055
| 0.528 | 0.787 | 0.043 | 0.749 | 0 | 0.721 | 0.037 | 0.77 | 0.046
| 0.528 | 0.831 | 0.03 | 0.794 | 0 | 0.798 | 0.041 | 0.842 | 0.034
| 0.528 | 0.831 | 0.02 | 0.797 | 0 | 0.831 | 0.036 | 0.867 | 0.016
| 0.528 | 0.79 | 0.013 | 0.761 | 0 | 0.819 | 0.025 | 0.847 | 0.006
| 0.528 | 0.707 | 0.01 | 0.684 | 0.001 | 0.749 | 0.015 | 0.782 | 0.002
| 0.528 | 0.582 | 0.011 | 0.567 | 0.001 | 0.639 | 0.01 | 0.673 | 0
| 0.528 | 0.421 | 0.018 | 0.415 | 0.004 | 0.491 | 0.01 | 0.516 | 0
| 0.528 | 0.236 | 0.032 | 0.245 | 0.009 | 0.311 | 0.014 | 0.337 | 0
| 0.528 | 0.068 | 0.054 | 0.088 | 0.034 | 0.161 | 0.026 | 0.158 | 0
| 0.528 | 0.022 | 0.12 | 0.033 | 0.087 | 0.066 | 0.028 | 0.052 | 0
| 0.528 | 0 | 0.147 | 0 | 0.117 | 0.016 | 0.026 | 0.004 | 0
| 0.528 | 0 | 0.122 | 0 | 0.115 | 0 | 0.029 | 0 | 0
| 0.528 | 0 | 0.082 | 0 | 0.106 | 0 | 0.027 | 0 | 0
| 0.528 | 0 | 0.047 | 0 | 0.103 | 0 | 0.021 | 0 | 0
| 0.528 | 0 | 0.021 | 0 | 0.086 | 0 | 0.011 | 0 | 0
| 0.528 | 0 | 0.006 | 0 | 0.061 | 0 | 0.008 | 0 | 0
| 0.528 | 0 | 0.004 | 0 | 0.04 | 0 | 0.008 | 0 | 0.001
| 0.528 | 0 | 0.012 | 0 | 0.025 | 0 | 0.01 | 0 | 0.001
| 0.528 | 0.01 | 0.03 | 0.014 | 0.023 | 0 | 0.012 | 0 | 0.002
| 0.528 | 0.047 | 0.046 | 0.064 | 0.006 | 0.019 | 0.017 | 0.032 | 0.002
| 0.528 | 0.197 | 0.01 | 0.169 | 0.001 | 0.075 | 0.026 | 0.106 | 0.002
| 0.528 | 0.383 | 0.058 | 0.311 | 0.017 | 0.185 | 0.024 | 0.211 | 0
| 0.528 | 0.55 | 0.084 | 0.454 | 0.077 | 0.347 | 0.039 | 0.319 | 0
| 0.528 | 0.679 | 0.076 | 0.579 | 0.127 | 0.494 | 0.058 | 0.41 | 0
| 0.528 | 0.762 | 0.053 | 0.674 | 0.118 | 0.55 | 0.069 | 0.464 | 0
| 0.528 | 0.802 | 0.031 | 0.715 | 0.086 | 0.483 | 0.053 | 0.52 | 0
| 0.528 | 0.798 | 0.017 | 0.703 | 0.058 | 0.421 | 0.039 | 0.53 | 0.001
| 0.528 | 0.76 | 0.012 | 0.643 | 0.037 | 0.393 | 0.037 | 0.523 | 0.002
| 0.528 | 0.665 | 0.013 | 0.523 | 0.025 | 0.383 | 0.039 | 0.46 | 0.003
| 0.528 | 0.534 | 0.021 | 0.393 | 0.02 | 0.367 | 0.035 | 0.355 | 0.004
| 0.528 | 0.37 | 0.037 | 0.24 | 0.021 | 0.317 | 0.027 | 0.26 | 0.005
| 0.528 | 0.212 | 0.048 | 0.124 | 0.033 | 0.253 | 0.018 | 0.172 | 0.004
| 0.528 | 0.083 | 0.068 | 0.048 | 0.071 | 0.168 | 0.011 | 0.104 | 0.003
| 0.528 | 0.023 | 0.08 | 0.011 | 0.084 | 0.08 | 0.004 | 0.041 | 0.001
| 0.528 | 0 | 0.063 | 0 | 0.066 | 0.025 | 0.001 | 0.002 | 0.001
| 0.528 | 0 | 0.032 | 0 | 0.037 | 0 | 0 | 0 | 0.001
| 0.528 | 0 | 0.011 | 0 | 0.017 | 0 | 0 | 0 | 0.001
| 0.528 | 0 | 0.003 | 0 | 0.018 | 0 | 0.001 | 0 | 0.001
| 0.528 | 0 | 0.002 | 0 | 0.057 | 0 | 0.005 | 0 | 0.001
| 0.528 | 0 | 0.005 | 0 | 0.089 | 0 | 0.014 | 0 | 0.002
| 0.528 | 0 | 0.014 | 0 | 0.089 | 0 | 0.025 | 0 | 0.003
| 0.528 | 0 | 0.034 | 0 | 0.083 | 0 | 0.04 | 0 | 0.004
| 0.528 | 0.011 | 0.049 | 0.013 | 0.055 | 0 | 0.061 | 0 | 0.005
| 0.528 | 0.059 | 0.033 | 0.062 | 0.013 | 0.013 | 0.075 | 0.033 | 0.005
| 0.528 | 0.192 | 0.007 | 0.159 | 0.002 | 0.041 | 0.088 | 0.111 | 0.002
| 0.528 | 0.369 | 0.016 | 0.283 | 0.003 | 0.079 | 0.085 | 0.238 | 0.001
| 0.528 | 0.529 | 0.012 | 0.405 | 0.012 | 0.121 | 0.068 | 0.377 | 0.001
| 0.528 | 0.618 | 0.007 | 0.474 | 0.017 | 0.178 | 0.064 | 0.507 | 0
| 0.528 | 0.679 | 0.002 | 0.516 | 0.015 | 0.24 | 0.081 | 0.608 | 0
| 0.528 | 0.694 | 0 | 0.55 | 0.011 | 0.276 | 0.111 | 0.665 | 0.001
| 0.528 | 0.671 | 0 | 0.562 | 0.007 | 0.299 | 0.153 | 0.693 | 0.003
| 0.528 | 0.613 | 0 | 0.529 | 0.001 | 0.334 | 0.173 | 0.562 | 0.009
| 0.528 | 0.53 | 0 | 0.468 | 0 | 0.36 | 0.181 | 0.49 | 0.017
| 0.528 | 0.378 | 0 | 0.392 | 0 | 0.342 | 0.174 | 0.379 | 0.021
| 0.528 | 0.247 | 0 | 0.293 | 0 | 0.281 | 0.15 | 0.273 | 0.02
| 0.528 | 0.147 | 0 | 0.204 | 0.003 | 0.175 | 0.125 | 0.162 | 0.017
| 0.528 | 0.066 | 0 | 0.104 | 0.062 | 0.086 | 0.097 | 0.08 | 0.012
| 0.528 | 0.016 | 0.001 | 0.038 | 0.257 | 0.034 | 0.071 | 0.026 | 0.009
| 0.528 | 0 | 0.01 | 0 | 0.425 | 0.008 | 0.058 | 0.001 | 0.008
| 0.528 | 0 | 0.024 | 0 | 0.367 | 0 | 0.045 | 0 | 0.006
| 0.528 | 0 | 0.035 | 0 | 0.277 | 0 | 0.033 | 0 | 0.006
| 0.528 | 0 | 0.044 | 0 | 0.227 | 0 | 0.026 | 0 | 0.005
| 0.528 | 0 | 0.056 | 0 | 0.169 | 0 | 0.018 | 0 | 0.004
| 0.528 | 0 | 0.066 | 0 | 0.109 | 0 | 0.016 | 0 | 0.004
| 0.528 | 0 | 0.082 | 0 | 0.069 | 0 | 0.02 | 0 | 0.004
| 0.528 | 0 | 0.107 | 0 | 0.045 | 0 | 0.027 | 0 | 0.004
| 0.528 | 0.012 | 0.139 | 0.008 | 0.039 | 0 | 0.031 | 0 | 0.008
| 0.528 | 0.066 | 0.131 | 0.034 | 0.026 | 0.007 | 0.031 | 0.004 | 0.014
| 0.528 | 0.174 | 0.04 | 0.063 | 0.03 | 0.025 | 0.029 | 0.023 | 0.017
| 0.528 | 0.302 | 0.05 | 0.092 | 0.011 | 0.051 | 0.03 | 0.048 | 0.022
| 0.528 | 0.384 | 0.101 | 0.113 | 0.007 | 0.086 | 0.033 | 0.066 | 0.029
| 0.528 | 0.415 | 0.127 | 0.135 | 0.003 | 0.122 | 0.051 | 0.094 | 0.03
| 0.528 | 0.504 | 0.148 | 0.162 | 0.002 | 0.151 | 0.055 | 0.137 | 0.034
| 0.528 | 0.594 | 0.171 | 0.195 | 0.001 | 0.176 | 0.06 | 0.164 | 0.038
| 0.528 | 0.599 | 0.199 | 0.212 | 0.001 | 0.191 | 0.071 | 0.183 | 0.039
| 0.528 | 0.564 | 0.231 | 0.321 | 0 | 0.186 | 0.075 | 0.188 | 0.037
| 0.528 | 0.463 | 0.274 | 0.361 | 0 | 0.175 | 0.076 | 0.192 | 0.045
| 0.528 | 0.289 | 0.264 | 0.304 | 0 | 0.153 | 0.073 | 0.211 | 0.053
| 0.528 | 0.141 | 0.197 | 0.229 | 0 | 0.118 | 0.077 | 0.202 | 0.055
| 0.528 | 0.068 | 0.204 | 0.116 | 0 | 0.081 | 0.074 | 0.157 | 0.056
| 0.528 | 0.029 | 0.245 | 0.045 | 0.022 | 0.049 | 0.059 | 0.078 | 0.043
| 0.528 | 0.006 | 0.251 | 0.01 | 0.086 | 0.022 | 0.038 | 0.025 | 0.018
| 0.528 | 0 | 0.256 | 0 | 0.094 | 0.005 | 0.027 | 0 | 0.011
| 0.528 | 0 | 0.24 | 0 | 0.048 | 0 | 0.032 | 0 | 0.016
| 0.528 | 0 | 0.214 | 0 | 0.018 | 0 | 0.038 | 0 | 0.018
| 0.528 | 0 | 0.186 | 0 | 0.032 | 0 | 0.042 | 0 | 0.016
| 0.528 | 0 | 0.169 | 0 | 0.073 | 0 | 0.046 | 0 | 0.012
| 0.528 | 0 | 0.155 | 0 | 0.112 | 0 | 0.041 | 0 | 0.012
| 0.528 | 0 | 0.168 | 0 | 0.115 | 0 | 0.04 | 0 | 0.012
| 0.528 | 0 | 0.153 | 0 | 0.142 | 0 | 0.039 | 0 | 0.011
| 0.528 | 0.003 | 0.144 | 0.009 | 0.086 | 0 | 0.035 | 0 | 0.009
| 0.528 | 0.025 | 0.139 | 0.048 | 0.087 | 0.019 | 0.026 | 0.019 | 0.007
| 0.528 | 0.111 | 0.19 | 0.131 | 0.136 | 0.061 | 0.019 | 0.064 | 0.009
| 0.528 | 0.268 | 0.24 | 0.239 | 0.151 | 0.11 | 0.025 | 0.131 | 0.016
| 0.528 | 0.448 | 0.325 | 0.4 | 0.108 | 0.161 | 0.028 | 0.216 | 0.028
| 0.528 | 0.552 | 0.413 | 0.622 | 0.059 | 0.199 | 0.025 | 0.32 | 0.044
| 0.528 | 0.637 | 0.464 | 0.713 | 0.026 | 0.216 | 0.017 | 0.388 | 0.059
| 0.528 | 0.669 | 0.504 | 0.71 | 0.005 | 0.247 | 0.01 | 0.451 | 0.076
| 0.528 | 0.647 | 0.556 | 0.675 | 0 | 0.261 | 0.007 | 0.419 | 0.093
| 0.528 | 0.582 | 0.61 | 0.62 | 0 | 0.254 | 0.005 | 0.431 | 0.096
| 0.528 | 0.478 | 0.642 | 0.516 | 0.001 | 0.231 | 0.003 | 0.397 | 0.099
| 0.528 | 0.371 | 0.632 | 0.362 | 0.001 | 0.188 | 0.002 | 0.339 | 0.102
| 0.528 | 0.271 | 0.558 | 0.255 | 0 | 0.149 | 0.001 | 0.266 | 0.096
| 0.528 | 0.179 | 0.435 | 0.172 | 0 | 0.106 | 0.002 | 0.189 | 0.071
| 0.528 | 0.088 | 0.37 | 0.089 | 0.001 | 0.072 | 0.002 | 0.104 | 0.045
| 0.528 | 0.025 | 0.374 | 0.03 | 0.001 | 0.038 | 0.004 | 0.043 | 0.023
| 0.528 | 0 | 0.42 | 0 | 0.002 | 0.011 | 0.007 | 0.002 | 0.013
| 0.528 | 0 | 0.352 | 0 | 0.005 | 0 | 0.015 | 0 | 0.01
| 0.528 | 0 | 0.337 | 0 | 0.015 | 0 | 0.025 | 0 | 0.006
| 0.528 | 0 | 0.374 | 0 | 0.043 | 0 | 0.037 | 0 | 0.006
| 0.528 | 0 | 0.384 | 0 | 0.1 | 0 | 0.046 | 0 | 0.004
| 0.528 | 0 | 0.37 | 0 | 0.175 | 0 | 0.049 | 0 | 0.002
| 0.528 | 0 | 0.336 | 0 | 0.231 | 0 | 0.048 | 0 | 0
| 0.528 | 0 | 0.314 | 0 | 0.221 | 0 | 0.043 | 0 | 0
| 0.528 | 0.006 | 0.277 | 0.018 | 0.181 | 0 | 0.035 | 0 | 0
| 0.528 | 0.046 | 0.296 | 0.07 | 0.097 | 0.022 | 0.022 | 0.021 | 0.001
| 0.528 | 0.149 | 0.323 | 0.188 | 0.204 | 0.087 | 0.011 | 0.078 | 0.003
| 0.528 | 0.287 | 0.367 | 0.33 | 0.546 | 0.18 | 0.006 | 0.15 | 0.005
| 0.528 | 0.467 | 0.444 | 0.431 | 0.594 | 0.272 | 0.003 | 0.247 | 0.009
| 0.528 | 0.617 | 0.522 | 0.487 | 0.566 | 0.357 | 0.003 | 0.298 | 0.012
| 0.528 | 0.635 | 0.528 | 0.597 | 0.504 | 0.412 | 0.003 | 0.335 | 0.013
| 0.528 | 0.639 | 0.519 | 0.67 | 0.446 | 0.469 | 0.003 | 0.344 | 0.017
| 0.528 | 0.629 | 0.491 | 0.662 | 0.379 | 0.522 | 0.002 | 0.354 | 0.021
| 0.528 | 0.485 | 0.467 | 0.655 | 0.279 | 0.508 | 0.001 | 0.334 | 0.024
| 0.528 | 0.327 | 0.417 | 0.569 | 0.169 | 0.478 | 0 | 0.259 | 0.028
| 0.528 | 0.239 | 0.352 | 0.451 | 0.085 | 0.423 | 0 | 0.217 | 0.029
| 0.528 | 0.175 | 0.288 | 0.316 | 0.026 | 0.293 | 0 | 0.176 | 0.024
| 0.528 | 0.085 | 0.188 | 0.207 | 0.002 | 0.214 | 0 | 0.146 | 0.02
| 0.528 | 0.031 | 0.126 | 0.103 | 0 | 0.134 | 0.001 | 0.096 | 0.015
| 0.528 | 0.008 | 0.137 | 0.036 | 0.001 | 0.065 | 0.002 | 0.036 | 0.013
| 0.528 | 0 | 0.177 | 0.001 | 0.048 | 0.016 | 0.005 | 0.001 | 0.013
| 0.528 | 0 | 0.176 | 0 | 0.16 | 0 | 0.009 | 0 | 0.016
| 0.528 | 0 | 0.192 | 0 | 0.233 | 0 | 0.014 | 0 | 0.016
| 0.528 | 0 | 0.226 | 0 | 0.173 | 0 | 0.019 | 0 | 0.017
| 0.528 | 0 | 0.295 | 0 | 0.169 | 0 | 0.022 | 0 | 0.043
| 0.528 | 0 | 0.404 | 0 | 0.154 | 0 | 0.027 | 0 | 0.042
| 0.528 | 0 | 0.443 | 0 | 0.155 | 0 | 0.028 | 0 | 0.028
| 0.528 | 0 | 0.496 | 0 | 0.107 | 0 | 0.026 | 0 | 0.019
| 0.528 | 0.002 | 0.538 | 0.017 | 0.051 | 0 | 0.023 | 0 | 0.007
| 0.528 | 0.021 | 0.522 | 0.054 | 0.025 | 0.013 | 0.019 | 0.002 | 0.003
| 0.528 | 0.053 | 0.504 | 0.077 | 0.023 | 0.05 | 0.011 | 0.016 | 0.001
| 0.528 | 0.124 | 0.525 | 0.099 | 0.024 | 0.097 | 0.008 | 0.04 | 0
| 0.528 | 0.254 | 0.642 | 0.154 | 0.02 | 0.162 | 0.005 | 0.086 | 0.001
| 0.528 | 0.47 | 0.8 | 0.207 | 0.007 | 0.227 | 0.002 | 0.145 | 0.001
| 0.528 | 0.472 | 0.785 | 0.233 | 0.001 | 0.345 | 0.001 | 0.195 | 0.003
| 0.528 | 0.393 | 0.713 | 0.226 | 0 | 0.46 | 0.001 | 0.242 | 0.007
| 0.528 | 0.357 | 0.662 | 0.205 | 0 | 0.433 | 0 | 0.298 | 0.014
| 0.528 | 0.244 | 0.63 | 0.246 | 0 | 0.47 | 0 | 0.35 | 0.02
| 0.528 | 0.23 | 0.629 | 0.285 | 0 | 0.441 | 0.001 | 0.326 | 0.028
| 0.528 | 0.295 | 0.681 | 0.308 | 0 | 0.374 | 0.002 | 0.277 | 0.05
| 0.528 | 0.278 | 0.682 | 0.2 | 0 | 0.358 | 0.007 | 0.17 | 0.053
| 0.528 | 0.126 | 0.546 | 0.095 | 0.018 | 0.221 | 0.017 | 0.101 | 0.029
| 0.528 | 0.052 | 0.517 | 0.067 | 0.115 | 0.149 | 0.031 | 0.055 | 0.015
| 0.528 | 0.026 | 0.51 | 0.026 | 0.127 | 0.072 | 0.036 | 0.019 | 0.017
| 0.528 | 0 | 0.523 | 0.001 | 0.101 | 0.025 | 0.043 | 0.001 | 0.023
| 0.528 | 0 | 0.497 | 0 | 0.054 | 0 | 0.061 | 0 | 0.024
| 0.528 | 0 | 0.441 | 0 | 0.021 | 0 | 0.06 | 0 | 0.019
| 0.528 | 0 | 0.408 | 0 | 0.014 | 0 | 0.067 | 0 | 0.015
| 0.528 | 0 | 0.41 | 0 | 0.014 | 0 | 0.064 | 0 | 0.012
| 0.528 | 0 | 0.395 | 0 | 0.015 | 0 | 0.074 | 0 | 0.014
| 0.528 | 0 | 0.348 | 0 | 0.014 | 0 | 0.088 | 0 | 0.015
| 0.528 | 0 | 0.322 | 0 | 0.008 | 0 | 0.104 | 0 | 0.011
| 0.528 | 0.007 | 0.225 | 0.011 | 0.005 | 0.001 | 0.11 | 0 | 0.007
| 0.528 | 0.053 | 0.131 | 0.047 | 0 | 0.042 | 0.076 | 0.011 | 0.004
| 0.528 | 0.137 | 0.124 | 0.113 | 0.001 | 0.107 | 0.072 | 0.038 | 0.002
| 0.528 | 0.229 | 0.208 | 0.237 | 0.008 | 0.264 | 0.084 | 0.075 | 0.004
| 0.528 | 0.313 | 0.289 | 0.334 | 0.016 | 0.428 | 0.072 | 0.118 | 0.008
| 0.528 | 0.362 | 0.305 | 0.401 | 0.018 | 0.566 | 0.055 | 0.178 | 0.01
| 0.528 | 0.431 | 0.367 | 0.452 | 0.019 | 0.641 | 0.038 | 0.239 | 0.012
| 0.528 | 0.523 | 0.454 | 0.455 | 0.03 | 0.662 | 0.032 | 0.298 | 0.015
| 0.528 | 0.598 | 0.532 | 0.414 | 0.05 | 0.631 | 0.03 | 0.339 | 0.017
| 0.528 | 0.533 | 0.607 | 0.372 | 0.089 | 0.531 | 0.034 | 0.382 | 0.016
| 0.528 | 0.443 | 0.644 | 0.263 | 0.162 | 0.46 | 0.04 | 0.404 | 0.017
| 0.528 | 0.416 | 0.672 | 0.167 | 0.257 | 0.421 | 0.053 | 0.371 | 0.018
| 0.528 | 0.313 | 0.637 | 0.101 | 0.31 | 0.361 | 0.067 | 0.293 | 0.016
| 0.528 | 0.202 | 0.517 | 0.059 | 0.252 | 0.284 | 0.074 | 0.188 | 0.012
| 0.528 | 0.095 | 0.342 | 0.031 | 0.142 | 0.179 | 0.064 | 0.086 | 0.007
| 0.528 | 0.031 | 0.287 | 0.012 | 0.06 | 0.084 | 0.045 | 0.032 | 0.003
| 0.528 | 0 | 0.3 | 0 | 0.022 | 0.033 | 0.05 | 0.002 | 0.003
| 0.528 | 0 | 0.237 | 0 | 0.012 | 0 | 0.056 | 0 | 0.003
| 0.528 | 0 | 0.216 | 0 | 0.005 | 0 | 0.064 | 0 | 0.003
| 0.528 | 0 | 0.198 | 0 | 0.001 | 0 | 0.08 | 0 | 0.003
| 0.528 | 0 | 0.151 | 0 | 0 | 0 | 0.094 | 0 | 0.003
| 0.528 | 0 | 0.124 | 0 | 0 | 0 | 0.099 | 0 | 0.003
| 0.528 | 0 | 0.097 | 0 | 0 | 0 | 0.105 | 0 | 0.003
| 0.528 | 0 | 0.068 | 0 | 0 | 0 | 0.1 | 0 | 0.002
| 0.528 | 0.008 | 0.047 | 0.022 | 0 | 0.002 | 0.097 | 0 | 0.001
| 0.528 | 0.053 | 0.016 | 0.075 | 0 | 0.039 | 0.084 | 0.012 | 0.001
| 0.528 | 0.15 | 0.008 | 0.16 | 0 | 0.104 | 0.056 | 0.047 | 0
| 0.528 | 0.28 | 0.008 | 0.283 | 0 | 0.239 | 0.051 | 0.105 | 0
| 0.528 | 0.396 | 0.024 | 0.365 | 0 | 0.413 | 0.045 | 0.228 | 0
| 0.528 | 0.509 | 0.041 | 0.418 | 0.001 | 0.55 | 0.042 | 0.344 | 0
| 0.528 | 0.547 | 0.05 | 0.482 | 0.004 | 0.632 | 0.043 | 0.453 | 0
| 0.528 | 0.539 | 0.058 | 0.541 | 0.013 | 0.666 | 0.045 | 0.548 | 0
| 0.528 | 0.538 | 0.064 | 0.502 | 0.026 | 0.647 | 0.046 | 0.62 | 0
| 0.528 | 0.494 | 0.066 | 0.445 | 0.034 | 0.63 | 0.047 | 0.628 | 0
| 0.528 | 0.437 | 0.058 | 0.388 | 0.038 | 0.594 | 0.048 | 0.584 | 0
| 0.528 | 0.354 | 0.045 | 0.329 | 0.037 | 0.539 | 0.047 | 0.518 | 0
| 0.528 | 0.256 | 0.032 | 0.267 | 0.026 | 0.444 | 0.044 | 0.41 | 0
| 0.528 | 0.167 | 0.024 | 0.188 | 0.011 | 0.319 | 0.038 | 0.267 | 0
| 0.528 | 0.083 | 0.029 | 0.099 | 0.002 | 0.194 | 0.031 | 0.133 | 0
| 0.528 | 0.026 | 0.046 | 0.04 | 0 | 0.08 | 0.027 | 0.045 | 0
| 0.528 | 0 | 0.058 | 0.002 | 0.002 | 0.033 | 0.032 | 0.005 | 0
| 0.528 | 0 | 0.054 | 0 | 0.013 | 0 | 0.03 | 0 | 0
| 0.528 | 0 | 0.039 | 0 | 0.041 | 0 | 0.02 | 0 | 0
| 0.528 | 0 | 0.028 | 0 | 0.073 | 0 | 0.012 | 0 | 0.001
| 0.528 | 0 | 0.019 | 0 | 0.097 | 0 | 0.006 | 0 | 0.001
| 0.528 | 0 | 0.012 | 0 | 0.114 | 0 | 0.002 | 0 | 0.002
| 0.528 | 0 | 0.007 | 0 | 0.117 | 0 | 0.001 | 0 | 0.003
| 0.528 | 0 | 0.004 | 0 | 0.125 | 0 | 0 | 0 | 0.004
| 0.528 | 0.01 | 0.002 | 0.027 | 0.133 | 0.003 | 0 | 0 | 0.005
| 0.528 | 0.068 | 0.001 | 0.064 | 0.048 | 0.039 | 0 | 0.037 | 0.007
| 0.528 | 0.18 | 0 | 0.212 | 0 | 0.1 | 0 | 0.117 | 0.006
| 0.528 | 0.271 | 0 | 0.38 | 0.003 | 0.265 | 0 | 0.263 | 0.006
| 0.528 | 0.345 | 0 | 0.533 | 0.005 | 0.441 | 0 | 0.429 | 0.007
| 0.528 | 0.432 | 0.001 | 0.643 | 0.001 | 0.599 | 0.001 | 0.56 | 0.006
| 0.528 | 0.518 | 0.001 | 0.699 | 0 | 0.721 | 0.004 | 0.672 | 0.002
| 0.528 | 0.559 | 0 | 0.717 | 0 | 0.791 | 0.009 | 0.713 | 0
| 0.528 | 0.588 | 0 | 0.701 | 0 | 0.829 | 0.015 | 0.739 | 0
| 0.528 | 0.543 | 0 | 0.657 | 0 | 0.822 | 0.019 | 0.702 | 0
| 0.528 | 0.461 | 0 | 0.577 | 0 | 0.774 | 0.023 | 0.636 | 0
| 0.528 | 0.358 | 0 | 0.486 | 0 | 0.684 | 0.027 | 0.549 | 0
| 0.528 | 0.278 | 0 | 0.355 | 0.002 | 0.56 | 0.032 | 0.403 | 0
| 0.528 | 0.173 | 0 | 0.228 | 0.008 | 0.403 | 0.035 | 0.261 | 0.001
| 0.528 | 0.085 | 0.002 | 0.102 | 0.022 | 0.226 | 0.035 | 0.137 | 0.002
| 0.528 | 0.026 | 0.008 | 0.042 | 0.058 | 0.068 | 0.037 | 0.055 | 0.002
| 0.528 | 0 | 0.017 | 0.003 | 0.102 | 0.034 | 0.04 | 0.008 | 0.002
| 0.528 | 0 | 0.016 | 0 | 0.14 | 0.001 | 0.032 | 0 | 0.003
| 0.528 | 0 | 0.01 | 0 | 0.153 | 0 | 0.025 | 0 | 0.005
| 0.528 | 0 | 0.005 | 0 | 0.137 | 0 | 0.02 | 0 | 0.007
| 0.528 | 0 | 0.003 | 0 | 0.111 | 0 | 0.016 | 0 | 0.009
| 0.528 | 0 | 0.002 | 0 | 0.092 | 0 | 0.012 | 0 | 0.01
| 0.528 | 0 | 0.003 | 0 | 0.078 | 0 | 0.008 | 0 | 0.009
| 0.528 | 0 | 0.005 | 0 | 0.063 | 0 | 0.005 | 0 | 0.008
| 0.528 | 0.02 | 0.015 | 0.027 | 0.052 | 0.003 | 0.003 | 0.002 | 0.005
| 0.528 | 0.067 | 0.021 | 0.061 | 0.033 | 0.04 | 0.002 | 0.04 | 0.003
| 0.528 | 0.203 | 0.006 | 0.209 | 0 | 0.104 | 0.001 | 0.124 | 0.001
| 0.528 | 0.355 | 0.053 | 0.379 | 0 | 0.226 | 0 | 0.313 | 0
| 0.528 | 0.489 | 0.087 | 0.533 | 0 | 0.351 | 0 | 0.503 | 0.001
| 0.528 | 0.586 | 0.087 | 0.655 | 0 | 0.482 | 0 | 0.664 | 0.001
| 0.528 | 0.626 | 0.075 | 0.737 | 0 | 0.617 | 0 | 0.783 | 0.001
| 0.528 | 0.63 | 0.06 | 0.776 | 0 | 0.728 | 0 | 0.856 | 0.001
| 0.528 | 0.596 | 0.045 | 0.778 | 0 | 0.8 | 0.001 | 0.884 | 0.001
| 0.528 | 0.541 | 0.041 | 0.733 | 0.001 | 0.816 | 0.003 | 0.863 | 0.001
| 0.528 | 0.458 | 0.047 | 0.659 | 0.003 | 0.777 | 0.007 | 0.796 | 0.002
| 0.528 | 0.371 | 0.047 | 0.538 | 0.008 | 0.689 | 0.013 | 0.681 | 0.004
| 0.528 | 0.284 | 0.033 | 0.383 | 0.021 | 0.561 | 0.021 | 0.53 | 0.008
| 0.528 | 0.188 | 0.019 | 0.226 | 0.048 | 0.4 | 0.028 | 0.36 | 0.01
| 0.528 | 0.085 | 0.012 | 0.104 | 0.106 | 0.224 | 0.034 | 0.177 | 0.011
| 0.528 | 0.026 | 0 | 0.041 | 0.21 | 0.07 | 0.038 | 0.059 | 0.01
| 0.528 | 0 | 0 | 0.002 | 0.292 | 0.034 | 0.042 | 0.014 | 0.008
| 0.528 | 0 | 0.002 | 0 | 0.282 | 0.001 | 0.046 | 0 | 0.007
| 0.528 | 0 | 0.009 | 0 | 0.208 | 0 | 0.043 | 0 | 0.005
| 0.528 | 0 | 0.02 | 0 | 0.128 | 0 | 0.041 | 0 | 0.005
| 0.528 | 0 | 0.032 | 0 | 0.079 | 0 | 0.039 | 0 | 0.004
| 0.528 | 0 | 0.026 | 0 | 0.055 | 0 | 0.038 | 0 | 0.003
| 0.528 | 0 | 0.019 | 0 | 0.058 | 0 | 0.036 | 0 | 0.004
| 0.528 | 0 | 0.017 | 0 | 0.057 | 0 | 0.037 | 0 | 0.003
| 0.528 | 0.018 | 0.009 | 0.024 | 0.046 | 0.005 | 0.04 | 0.001 | 0.003
| 0.528 | 0.074 | 0.002 | 0.074 | 0.025 | 0.041 | 0.046 | 0.039 | 0.003
| 0.528 | 0.191 | 0 | 0.157 | 0.001 | 0.103 | 0.031 | 0.102 | 0.002
| 0.528 | 0.349 | 0 | 0.254 | 0 | 0.263 | 0.034 | 0.199 | 0.002
| 0.528 | 0.478 | 0.003 | 0.378 | 0.002 | 0.433 | 0.05 | 0.309 | 0.002
| 0.528 | 0.555 | 0.003 | 0.479 | 0.002 | 0.585 | 0.054 | 0.446 | 0.001
| 0.528 | 0.589 | 0.003 | 0.569 | 0.001 | 0.687 | 0.061 | 0.557 | 0.001
| 0.528 | 0.574 | 0.004 | 0.596 | 0 | 0.764 | 0.076 | 0.633 | 0.002
| 0.528 | 0.559 | 0.005 | 0.546 | 0 | 0.799 | 0.096 | 0.584 | 0.004
| 0.528 | 0.514 | 0.006 | 0.492 | 0 | 0.775 | 0.118 | 0.619 | 0.005
| 0.528 | 0.451 | 0.007 | 0.416 | 0 | 0.722 | 0.138 | 0.572 | 0.007
| 0.528 | 0.352 | 0.007 | 0.327 | 0.001 | 0.634 | 0.153 | 0.504 | 0.007
| 0.528 | 0.254 | 0.006 | 0.238 | 0.001 | 0.504 | 0.155 | 0.384 | 0.007
| 0.528 | 0.166 | 0.006 | 0.153 | 0.001 | 0.359 | 0.144 | 0.247 | 0.007
| 0.528 | 0.077 | 0.005 | 0.077 | 0.001 | 0.21 | 0.128 | 0.134 | 0.006
| 0.528 | 0.025 | 0.001 | 0.029 | 0.015 | 0.09 | 0.106 | 0.055 | 0.003
| 0.528 | 0 | 0 | 0.002 | 0.054 | 0.036 | 0.102 | 0.008 | 0.002
| 0.528 | 0 | 0 | 0 | 0.114 | 0.001 | 0.11 | 0 | 0.001
| 0.528 | 0 | 0 | 0 | 0.169 | 0 | 0.101 | 0 | 0.001
| 0.528 | 0 | 0.001 | 0 | 0.188 | 0 | 0.096 | 0 | 0.001
| 0.528 | 0 | 0.003 | 0 | 0.174 | 0 | 0.093 | 0 | 0.001
| 0.528 | 0 | 0.005 | 0 | 0.146 | 0 | 0.089 | 0 | 0.002
| 0.528 | 0 | 0.007 | 0 | 0.12 | 0 | 0.084 | 0 | 0.002
| 0.528 | 0 | 0.009 | 0 | 0.101 | 0 | 0.083 | 0 | 0.002
| 0.528 | 0.02 | 0.014 | 0.025 | 0.084 | 0.003 | 0.077 | 0.002 | 0.002
| 0.528 | 0.073 | 0.011 | 0.079 | 0.038 | 0.037 | 0.067 | 0.045 | 0.002
| 0.528 | 0.199 | 0.001 | 0.181 | 0.004 | 0.102 | 0.058 | 0.125 | 0.001
| 0.528 | 0.342 | 0.008 | 0.31 | 0.013 | 0.203 | 0.055 | 0.266 | 0.001
| 0.528 | 0.45 | 0.016 | 0.448 | 0.034 | 0.392 | 0.05 | 0.423 | 0
| 0.528 | 0.53 | 0.021 | 0.569 | 0.037 | 0.559 | 0.048 | 0.573 | 0
| 0.528 | 0.582 | 0.026 | 0.579 | 0.042 | 0.702 | 0.045 | 0.703 | 0.001
| 0.528 | 0.625 | 0.032 | 0.54 | 0.043 | 0.766 | 0.046 | 0.791 | 0.002
| 0.528 | 0.627 | 0.036 | 0.498 | 0.034 | 0.736 | 0.053 | 0.836 | 0.005
| 0.528 | 0.596 | 0.035 | 0.479 | 0.028 | 0.747 | 0.068 | 0.813 | 0.007
| 0.528 | 0.519 | 0.032 | 0.419 | 0.029 | 0.672 | 0.087 | 0.772 | 0.011
| 0.528 | 0.424 | 0.03 | 0.361 | 0.033 | 0.571 | 0.104 | 0.68 | 0.012
| 0.528 | 0.306 | 0.027 | 0.276 | 0.038 | 0.413 | 0.112 | 0.526 | 0.013
| 0.528 | 0.184 | 0.023 | 0.182 | 0.045 | 0.275 | 0.107 | 0.353 | 0.011
| 0.528 | 0.088 | 0.025 | 0.094 | 0.084 | 0.157 | 0.094 | 0.178 | 0.008
| 0.528 | 0.028 | 0.034 | 0.037 | 0.201 | 0.077 | 0.078 | 0.066 | 0.007
| 0.528 | 0 | 0.032 | 0.003 | 0.311 | 0.029 | 0.066 | 0.015 | 0.008
| 0.528 | 0 | 0.021 | 0 | 0.252 | 0.001 | 0.066 | 0 | 0.008
| 0.528 | 0 | 0.009 | 0 | 0.208 | 0 | 0.061 | 0 | 0.008
| 0.528 | 0 | 0.001 | 0 | 0.112 | 0 | 0.048 | 0 | 0.007
| 0.528 | 0 | 0 | 0 | 0.042 | 0 | 0.038 | 0 | 0.007
| 0.528 | 0 | 0 | 0 | 0.014 | 0 | 0.037 | 0 | 0.008
| 0.528 | 0 | 0 | 0 | 0.008 | 0 | 0.039 | 0 | 0.01
| 0.528 | 0 | 0 | 0 | 0.005 | 0 | 0.041 | 0 | 0.011
| 0.528 | 0.023 | 0.001 | 0.028 | 0.001 | 0.003 | 0.04 | 0 | 0.009
| 0.528 | 0.07 | 0.002 | 0.078 | 0.001 | 0.041 | 0.034 | 0.03 | 0.005
| 0.528 | 0.207 | 0.001 | 0.16 | 0.002 | 0.105 | 0.023 | 0.096 | 0.003
| 0.528 | 0.347 | 0.001 | 0.244 | 0.005 | 0.205 | 0.016 | 0.194 | 0.003
| 0.528 | 0.47 | 0.002 | 0.39 | 0.018 | 0.326 | 0.01 | 0.328 | 0.003
| 0.528 | 0.519 | 0.005 | 0.537 | 0.009 | 0.451 | 0.005 | 0.519 | 0.003
| 0.528 | 0.552 | 0.015 | 0.644 | 0.001 | 0.577 | 0.002 | 0.638 | 0.005
| 0.528 | 0.548 | 0.04 | 0.69 | 0.001 | 0.663 | 0.003 | 0.713 | 0.008
| 0.528 | 0.513 | 0.071 | 0.63 | 0.012 | 0.627 | 0.006 | 0.65 | 0.01
| 0.528 | 0.459 | 0.093 | 0.539 | 0.055 | 0.626 | 0.008 | 0.651 | 0.012
| 0.528 | 0.374 | 0.096 | 0.452 | 0.102 | 0.601 | 0.011 | 0.604 | 0.014
| 0.528 | 0.303 | 0.097 | 0.284 | 0.112 | 0.552 | 0.018 | 0.521 | 0.018
| 0.528 | 0.216 | 0.084 | 0.167 | 0.099 | 0.48 | 0.029 | 0.397 | 0.019
| 0.528 | 0.144 | 0.066 | 0.105 | 0.084 | 0.341 | 0.032 | 0.266 | 0.015
| 0.528 | 0.079 | 0.073 | 0.074 | 0.079 | 0.192 | 0.034 | 0.142 | 0.01
| 0.528 | 0.024 | 0.144 | 0.043 | 0.102 | 0.089 | 0.054 | 0.057 | 0.004
| 0.528 | 0 | 0.211 | 0.004 | 0.142 | 0.04 | 0.1 | 0.008 | 0.001
| 0.528 | 0 | 0.22 | 0 | 0.212 | 0.002 | 0.126 | 0 | 0.003
| 0.528 | 0 | 0.212 | 0 | 0.291 | 0 | 0.109 | 0 | 0.005
| 0.528 | 0 | 0.208 | 0 | 0.354 | 0 | 0.096 | 0 | 0.004
| 0.528 | 0 | 0.198 | 0 | 0.364 | 0 | 0.084 | 0 | 0.002
| 0.528 | 0 | 0.182 | 0 | 0.318 | 0 | 0.08 | 0 | 0.002
| 0.528 | 0 | 0.172 | 0 | 0.289 | 0 | 0.08 | 0 | 0.002
| 0.528 | 0 | 0.169 | 0 | 0.285 | 0 | 0.077 | 0 | 0.001
| 0.528 | 0.021 | 0.157 | 0.03 | 0.223 | 0.006 | 0.067 | 0 | 0
| 0.528 | 0.077 | 0.073 | 0.083 | 0.06 | 0.049 | 0.067 | 0.021 | 0
| 0.528 | 0.19 | 0.064 | 0.196 | 0.065 | 0.115 | 0.073 | 0.069 | 0
| 0.528 | 0.35 | 0.09 | 0.339 | 0.242 | 0.244 | 0.089 | 0.153 | 0
| 0.528 | 0.451 | 0.1 | 0.477 | 0.257 | 0.378 | 0.088 | 0.265 | 0
| 0.528 | 0.489 | 0.126 | 0.564 | 0.275 | 0.488 | 0.079 | 0.374 | 0
| 0.528 | 0.507 | 0.164 | 0.559 | 0.311 | 0.51 | 0.071 | 0.425 | 0
| 0.528 | 0.522 | 0.19 | 0.548 | 0.308 | 0.524 | 0.074 | 0.451 | 0
| 0.528 | 0.548 | 0.2 | 0.541 | 0.291 | 0.475 | 0.084 | 0.455 | 0.001
| 0.528 | 0.563 | 0.195 | 0.524 | 0.267 | 0.469 | 0.102 | 0.476 | 0.001
| 0.528 | 0.512 | 0.182 | 0.48 | 0.233 | 0.502 | 0.132 | 0.505 | 0.002
| 0.528 | 0.379 | 0.155 | 0.416 | 0.192 | 0.409 | 0.155 | 0.443 | 0.003
| 0.528 | 0.281 | 0.136 | 0.314 | 0.134 | 0.313 | 0.163 | 0.35 | 0.003
| 0.528 | 0.189 | 0.116 | 0.209 | 0.087 | 0.218 | 0.154 | 0.242 | 0.003
| 0.528 | 0.096 | 0.134 | 0.113 | 0.042 | 0.14 | 0.134 | 0.133 | 0.002
| 0.528 | 0.034 | 0.206 | 0.049 | 0.013 | 0.076 | 0.102 | 0.046 | 0.001
| 0.528 | 0 | 0.259 | 0.006 | 0.003 | 0.028 | 0.067 | 0.006 | 0
| 0.528 | 0 | 0.264 | 0 | 0.007 | 0.001 | 0.065 | 0 | 0
| 0.528 | 0 | 0.27 | 0 | 0.04 | 0 | 0.062 | 0 | 0
| 0.528 | 0 | 0.268 | 0 | 0.107 | 0 | 0.054 | 0 | 0
| 0.528 | 0 | 0.264 | 0 | 0.202 | 0 | 0.054 | 0 | 0
| 0.528 | 0 | 0.258 | 0 | 0.259 | 0 | 0.053 | 0 | 0
| 0.528 | 0 | 0.244 | 0 | 0.27 | 0 | 0.051 | 0 | 0
| 0.528 | 0 | 0.249 | 0 | 0.261 | 0 | 0.057 | 0 | 0
| 0.528 | 0.024 | 0.223 | 0.033 | 0.204 | 0.001 | 0.069 | 0 | 0
| 0.528 | 0.066 | 0.084 | 0.083 | 0.038 | 0.023 | 0.075 | 0.009 | 0
| 0.528 | 0.206 | 0.031 | 0.183 | 0 | 0.082 | 0.086 | 0.05 | 0
| 0.528 | 0.355 | 0.091 | 0.265 | 0 | 0.208 | 0.17 | 0.105 | 0
| 0.528 | 0.49 | 0.115 | 0.376 | 0 | 0.356 | 0.247 | 0.159 | 0.002
| 0.528 | 0.582 | 0.147 | 0.523 | 0.001 | 0.487 | 0.334 | 0.255 | 0.003
| 0.528 | 0.598 | 0.201 | 0.557 | 0 | 0.66 | 0.437 | 0.364 | 0.005
| 0.528 | 0.565 | 0.265 | 0.5 | 0 | 0.73 | 0.499 | 0.429 | 0.009
| 0.528 | 0.532 | 0.312 | 0.41 | 0 | 0.749 | 0.545 | 0.496 | 0.014
| 0.528 | 0.526 | 0.319 | 0.376 | 0 | 0.745 | 0.571 | 0.555 | 0.02
| 0.528 | 0.463 | 0.285 | 0.343 | 0.001 | 0.727 | 0.586 | 0.592 | 0.025
| 0.528 | 0.343 | 0.22 | 0.28 | 0.003 | 0.672 | 0.571 | 0.56 | 0.027
| 0.528 | 0.239 | 0.16 | 0.222 | 0.008 | 0.576 | 0.534 | 0.452 | 0.031
| 0.528 | 0.15 | 0.125 | 0.16 | 0.009 | 0.419 | 0.474 | 0.297 | 0.032
| 0.528 | 0.077 | 0.142 | 0.092 | 0.009 | 0.238 | 0.388 | 0.16 | 0.026
| 0.528 | 0.028 | 0.194 | 0.042 | 0.043 | 0.077 | 0.308 | 0.063 | 0.014
| 0.528 | 0 | 0.218 | 0.005 | 0.165 | 0.038 | 0.257 | 0.01 | 0.011
| 0.528 | 0 | 0.215 | 0 | 0.332 | 0.003 | 0.259 | 0 | 0.011
| 0.528 | 0 | 0.2 | 0 | 0.366 | 0 | 0.249 | 0 | 0.012
| 0.528 | 0 | 0.172 | 0 | 0.338 | 0 | 0.221 | 0 | 0.011
| 0.528 | 0 | 0.134 | 0 | 0.301 | 0 | 0.187 | 0 | 0.011
| 0.528 | 0 | 0.127 | 0 | 0.3 | 0 | 0.147 | 0 | 0.012
| 0.528 | 0 | 0.122 | 0 | 0.337 | 0 | 0.131 | 0 | 0.012
| 0.528 | 0 | 0.12 | 0 | 0.41 | 0 | 0.118 | 0 | 0.013
| 0.528 | 0.017 | 0.098 | 0.032 | 0.304 | 0.007 | 0.103 | 0.002 | 0.012
| 0.528 | 0.059 | 0.057 | 0.07 | 0.181 | 0.047 | 0.087 | 0.032 | 0.009
| 0.528 | 0.109 | 0.022 | 0.215 | 0.392 | 0.11 | 0.069 | 0.107 | 0.01
| 0.528 | 0.166 | 0.017 | 0.384 | 0.606 | 0.259 | 0.067 | 0.239 | 0.009
| 0.528 | 0.239 | 0.021 | 0.54 | 0.548 | 0.427 | 0.065 | 0.378 | 0.007
| 0.528 | 0.293 | 0.018 | 0.664 | 0.477 | 0.586 | 0.073 | 0.52 | 0.004
| 0.528 | 0.352 | 0.011 | 0.748 | 0.42 | 0.705 | 0.088 | 0.644 | 0.004
| 0.528 | 0.403 | 0.006 | 0.793 | 0.381 | 0.775 | 0.111 | 0.748 | 0.006
| 0.528 | 0.534 | 0.003 | 0.799 | 0.355 | 0.808 | 0.133 | 0.788 | 0.01
| 0.528 | 0.619 | 0.003 | 0.765 | 0.345 | 0.79 | 0.155 | 0.786 | 0.014
| 0.528 | 0.588 | 0.006 | 0.691 | 0.364 | 0.737 | 0.174 | 0.737 | 0.017
| 0.528 | 0.494 | 0.012 | 0.579 | 0.391 | 0.643 | 0.184 | 0.64 | 0.018
| 0.528 | 0.368 | 0.021 | 0.433 | 0.384 | 0.513 | 0.189 | 0.518 | 0.017
| 0.528 | 0.224 | 0.03 | 0.269 | 0.302 | 0.345 | 0.184 | 0.359 | 0.015
| 0.528 | 0.097 | 0.046 | 0.116 | 0.249 | 0.196 | 0.168 | 0.183 | 0.014
| 0.528 | 0.038 | 0.096 | 0.052 | 0.328 | 0.101 | 0.14 | 0.056 | 0.013
| 0.528 | 0.001 | 0.167 | 0.008 | 0.434 | 0.039 | 0.119 | 0.019 | 0.015
| 0.528 | 0 | 0.198 | 0 | 0.426 | 0.002 | 0.125 | 0 | 0.017
| 0.528 | 0 | 0.17 | 0 | 0.376 | 0 | 0.118 | 0 | 0.012
| 0.528 | 0 | 0.127 | 0 | 0.348 | 0 | 0.099 | 0 | 0.011
| 0.528 | 0 | 0.098 | 0 | 0.331 | 0 | 0.083 | 0 | 0.01
| 0.528 | 0 | 0.077 | 0 | 0.351 | 0 | 0.071 | 0 | 0.011
| 0.528 | 0 | 0.055 | 0 | 0.384 | 0 | 0.061 | 0 | 0.008
| 0.528 | 0 | 0.034 | 0 | 0.415 | 0 | 0.056 | 0 | 0.008
| 0.528 | 0.024 | 0.018 | 0.035 | 0.291 | 0.001 | 0.054 | 0.004 | 0.007
| 0.528 | 0.065 | 0.005 | 0.084 | 0.115 | 0.016 | 0.051 | 0.049 | 0.006
| 0.528 | 0.201 | 0 | 0.2 | 0.033 | 0.05 | 0.039 | 0.124 | 0.004
| 0.528 | 0.366 | 0.001 | 0.323 | 0.095 | 0.094 | 0.049 | 0.226 | 0.003
| 0.528 | 0.524 | 0.007 | 0.397 | 0.135 | 0.144 | 0.065 | 0.349 | 0.004
| 0.528 | 0.645 | 0.017 | 0.46 | 0.11 | 0.188 | 0.071 | 0.476 | 0.009
| 0.528 | 0.723 | 0.042 | 0.485 | 0.094 | 0.237 | 0.075 | 0.583 | 0.02
| 0.528 | 0.75 | 0.085 | 0.471 | 0.096 | 0.267 | 0.077 | 0.739 | 0.038
| 0.528 | 0.74 | 0.132 | 0.425 | 0.115 | 0.271 | 0.078 | 0.812 | 0.059
| 0.528 | 0.705 | 0.194 | 0.353 | 0.136 | 0.304 | 0.08 | 0.757 | 0.077
| 0.528 | 0.644 | 0.272 | 0.256 | 0.157 | 0.355 | 0.076 | 0.701 | 0.114
| 0.528 | 0.535 | 0.33 | 0.15 | 0.163 | 0.372 | 0.061 | 0.622 | 0.148
| 0.528 | 0.403 | 0.35 | 0.089 | 0.151 | 0.292 | 0.045 | 0.509 | 0.167
| 0.528 | 0.245 | 0.333 | 0.052 | 0.148 | 0.229 | 0.03 | 0.354 | 0.158
| 0.528 | 0.098 | 0.337 | 0.026 | 0.189 | 0.155 | 0.017 | 0.186 | 0.113
| 0.528 | 0.039 | 0.347 | 0.009 | 0.266 | 0.083 | 0.004 | 0.069 | 0.06
| 0.528 | 0.001 | 0.311 | 0 | 0.372 | 0.035 | 0.001 | 0.02 | 0.048
| 0.528 | 0 | 0.302 | 0 | 0.417 | 0.002 | 0.001 | 0 | 0.036
| 0.528 | 0 | 0.362 | 0 | 0.367 | 0 | 0.002 | 0 | 0.027
| 0.528 | 0 | 0.388 | 0 | 0.292 | 0 | 0.002 | 0 | 0.018
| 0.528 | 0 | 0.323 | 0 | 0.261 | 0 | 0.001 | 0 | 0.019
| 0.528 | 0 | 0.265 | 0 | 0.293 | 0 | 0.002 | 0 | 0.027
| 0.528 | 0 | 0.249 | 0 | 0.341 | 0 | 0.002 | 0 | 0.022
| 0.528 | 0 | 0.207 | 0 | 0.371 | 0 | 0.003 | 0 | 0.016
| 0.528 | 0.021 | 0.196 | 0.008 | 0.423 | 0.003 | 0.004 | 0.004 | 0.011
| 0.528 | 0.074 | 0.227 | 0.037 | 0.429 | 0.026 | 0.005 | 0.05 | 0.007
| 0.528 | 0.21 | 0.287 | 0.085 | 0.426 | 0.062 | 0.005 | 0.13 | 0.003
| 0.528 | 0.389 | 0.32 | 0.13 | 0.409 | 0.106 | 0.003 | 0.242 | 0.001
| 0.528 | 0.551 | 0.375 | 0.165 | 0.42 | 0.143 | 0.002 | 0.381 | 0
| 0.528 | 0.672 | 0.431 | 0.167 | 0.495 | 0.172 | 0.002 | 0.497 | 0.002
| 0.528 | 0.759 | 0.449 | 0.142 | 0.522 | 0.183 | 0.002 | 0.581 | 0.008
| 0.528 | 0.789 | 0.427 | 0.175 | 0.532 | 0.215 | 0.002 | 0.614 | 0.015
| 0.528 | 0.738 | 0.381 | 0.203 | 0.583 | 0.259 | 0.001 | 0.546 | 0.024
| 0.528 | 0.681 | 0.338 | 0.219 | 0.642 | 0.296 | 0.001 | 0.461 | 0.028
| 0.528 | 0.562 | 0.287 | 0.187 | 0.649 | 0.28 | 0.001 | 0.376 | 0.022
| 0.528 | 0.456 | 0.217 | 0.146 | 0.583 | 0.228 | 0.001 | 0.338 | 0.014
| 0.528 | 0.327 | 0.133 | 0.111 | 0.513 | 0.141 | 0.001 | 0.304 | 0.011
| 0.528 | 0.204 | 0.071 | 0.075 | 0.426 | 0.09 | 0.001 | 0.212 | 0.012
| 0.528 | 0.107 | 0.059 | 0.049 | 0.349 | 0.052 | 0 | 0.118 | 0.009
| 0.528 | 0.035 | 0.073 | 0.02 | 0.283 | 0.027 | 0 | 0.045 | 0.008
| 0.528 | 0 | 0.098 | 0.001 | 0.253 | 0.009 | 0 | 0.006 | 0.009
| 0.528 | 0 | 0.138 | 0 | 0.224 | 0 | 0.001 | 0 | 0.012
| 0.528 | 0 | 0.124 | 0 | 0.188 | 0 | 0.011 | 0 | 0.013
| 0.528 | 0 | 0.091 | 0 | 0.125 | 0 | 0.036 | 0 | 0.01
| 0.528 | 0 | 0.076 | 0 | 0.101 | 0 | 0.056 | 0 | 0.009
| 0.528 | 0 | 0.051 | 0 | 0.094 | 0 | 0.056 | 0 | 0.008
| 0.528 | 0 | 0.032 | 0 | 0.077 | 0 | 0.049 | 0 | 0.008
| 0.528 | 0 | 0.02 | 0 | 0.066 | 0 | 0.041 | 0 | 0.007
| 0.528 | 0.006 | 0.025 | 0.014 | 0.059 | 0.008 | 0.031 | 0 | 0.008
| 0.528 | 0.041 | 0.038 | 0.049 | 0.078 | 0.054 | 0.02 | 0.021 | 0.008
| 0.528 | 0.104 | 0.05 | 0.104 | 0.108 | 0.122 | 0.012 | 0.075 | 0.009
| 0.528 | 0.179 | 0.05 | 0.175 | 0.149 | 0.267 | 0.012 | 0.178 | 0.009
| 0.528 | 0.24 | 0.043 | 0.229 | 0.21 | 0.421 | 0.012 | 0.317 | 0.009
| 0.528 | 0.328 | 0.052 | 0.283 | 0.264 | 0.546 | 0.008 | 0.384 | 0.01
| 0.528 | 0.368 | 0.084 | 0.313 | 0.284 | 0.666 | 0.003 | 0.452 | 0.013
| 0.528 | 0.397 | 0.117 | 0.335 | 0.289 | 0.778 | 0 | 0.503 | 0.016
| 0.528 | 0.411 | 0.154 | 0.353 | 0.278 | 0.829 | 0 | 0.532 | 0.022
| 0.528 | 0.431 | 0.214 | 0.362 | 0.245 | 0.813 | 0 | 0.536 | 0.022
| 0.528 | 0.365 | 0.296 | 0.376 | 0.195 | 0.726 | 0.001 | 0.539 | 0.018
| 0.528 | 0.294 | 0.358 | 0.319 | 0.133 | 0.608 | 0.009 | 0.512 | 0.013
| 0.528 | 0.244 | 0.364 | 0.231 | 0.067 | 0.461 | 0.02 | 0.431 | 0.008
| 0.528 | 0.164 | 0.302 | 0.161 | 0.015 | 0.306 | 0.031 | 0.299 | 0.005
| 0.528 | 0.088 | 0.202 | 0.099 | 0.002 | 0.172 | 0.039 | 0.168 | 0.003
| 0.528 | 0.029 | 0.075 | 0.049 | 0.012 | 0.085 | 0.042 | 0.069 | 0.001
| 0.528 | 0 | 0.055 | 0.01 | 0.098 | 0.034 | 0.042 | 0.018 | 0.001
| 0.528 | 0 | 0.054 | 0 | 0.235 | 0.003 | 0.046 | 0 | 0.002
| 0.528 | 0 | 0.052 | 0 | 0.297 | 0 | 0.045 | 0 | 0.001
| 0.528 | 0 | 0.032 | 0 | 0.303 | 0 | 0.054 | 0 | 0.001
| 0.528 | 0 | 0.011 | 0 | 0.265 | 0 | 0.061 | 0 | 0.001
| 0.528 | 0 | 0.004 | 0 | 0.225 | 0 | 0.071 | 0 | 0
| 0.528 | 0 | 0.001 | 0 | 0.195 | 0 | 0.082 | 0 | 0
| 0.528 | 0 | 0.002 | 0.001 | 0.166 | 0 | 0.085 | 0 | 0
| 0.528 | 0.028 | 0.004 | 0.039 | 0.111 | 0.005 | 0.087 | 0.005 | 0
| 0.528 | 0.067 | 0.005 | 0.085 | 0.021 | 0.041 | 0.071 | 0.044 | 0
| 0.528 | 0.223 | 0.017 | 0.216 | 0.001 | 0.106 | 0.08 | 0.132 | 0
| 0.528 | 0.383 | 0.036 | 0.359 | 0.002 | 0.241 | 0.094 | 0.32 | 0
| 0.528 | 0.503 | 0.042 | 0.501 | 0.003 | 0.426 | 0.088 | 0.502 | 0
| 0.528 | 0.594 | 0.046 | 0.578 | 0.008 | 0.555 | 0.09 | 0.647 | 0
| 0.528 | 0.701 | 0.048 | 0.637 | 0.021 | 0.635 | 0.101 | 0.765 | 0
| 0.528 | 0.7 | 0.047 | 0.611 | 0.037 | 0.652 | 0.109 | 0.835 | 0
| 0.528 | 0.658 | 0.047 | 0.554 | 0.054 | 0.648 | 0.111 | 0.866 | 0
| 0.528 | 0.624 | 0.048 | 0.468 | 0.068 | 0.655 | 0.114 | 0.852 | 0
| 0.528 | 0.573 | 0.051 | 0.407 | 0.074 | 0.624 | 0.118 | 0.795 | 0
| 0.528 | 0.442 | 0.057 | 0.312 | 0.07 | 0.559 | 0.119 | 0.696 | 0
| 0.528 | 0.311 | 0.055 | 0.24 | 0.051 | 0.468 | 0.119 | 0.553 | 0
| 0.528 | 0.198 | 0.042 | 0.161 | 0.025 | 0.352 | 0.12 | 0.371 | 0
| 0.528 | 0.1 | 0.029 | 0.086 | 0.024 | 0.22 | 0.117 | 0.186 | 0
| 0.528 | 0.037 | 0.056 | 0.03 | 0.041 | 0.096 | 0.11 | 0.062 | 0
| 0.528 | 0.001 | 0.095 | 0.002 | 0.071 | 0.044 | 0.105 | 0.021 | 0
| 0.528 | 0 | 0.148 | 0 | 0.087 | 0.006 | 0.125 | 0 | 0
| 0.528 | 0 | 0.184 | 0 | 0.073 | 0 | 0.118 | 0 | 0
| 0.528 | 0 | 0.192 | 0 | 0.078 | 0 | 0.112 | 0 | 0
| 0.528 | 0 | 0.206 | 0 | 0.136 | 0 | 0.114 | 0 | 0
| 0.528 | 0 | 0.22 | 0 | 0.192 | 0 | 0.098 | 0 | 0
| 0.528 | 0 | 0.236 | 0 | 0.256 | 0 | 0.084 | 0 | 0
| 0.528 | 0 | 0.24 | 0.001 | 0.254 | 0 | 0.071 | 0 | 0
| 0.528 | 0.029 | 0.217 | 0.037 | 0.184 | 0.01 | 0.058 | 0.008 | 0
| 0.528 | 0.069 | 0.117 | 0.092 | 0.042 | 0.051 | 0.042 | 0.05 | 0
| 0.528 | 0.219 | 0.049 | 0.212 | 0.027 | 0.116 | 0.026 | 0.133 | 0
| 0.528 | 0.394 | 0.102 | 0.36 | 0.136 | 0.272 | 0.021 | 0.258 | 0
| 0.528 | 0.548 | 0.143 | 0.498 | 0.156 | 0.462 | 0.017 | 0.375 | 0
| 0.528 | 0.612 | 0.159 | 0.579 | 0.153 | 0.616 | 0.017 | 0.489 | 0
| 0.528 | 0.618 | 0.161 | 0.576 | 0.147 | 0.732 | 0.019 | 0.596 | 0
| 0.528 | 0.612 | 0.173 | 0.503 | 0.142 | 0.807 | 0.024 | 0.677 | 0
| 0.528 | 0.615 | 0.18 | 0.473 | 0.119 | 0.84 | 0.028 | 0.731 | 0
| 0.528 | 0.559 | 0.167 | 0.379 | 0.114 | 0.833 | 0.033 | 0.753 | 0
| 0.528 | 0.494 | 0.143 | 0.33 | 0.114 | 0.787 | 0.041 | 0.729 | 0
| 0.528 | 0.416 | 0.128 | 0.269 | 0.091 | 0.701 | 0.05 | 0.639 | 0
| 0.528 | 0.317 | 0.1 | 0.224 | 0.058 | 0.575 | 0.059 | 0.469 | 0
| 0.528 | 0.2 | 0.059 | 0.164 | 0.033 | 0.421 | 0.065 | 0.299 | 0
| 0.528 | 0.101 | 0.038 | 0.102 | 0.011 | 0.248 | 0.064 | 0.172 | 0
| 0.528 | 0.04 | 0.024 | 0.05 | 0.003 | 0.088 | 0.06 | 0.079 | 0
| 0.528 | 0.001 | 0.017 | 0.008 | 0.004 | 0.045 | 0.054 | 0.02 | 0
| 0.528 | 0 | 0.017 | 0 | 0.005 | 0.008 | 0.04 | 0 | 0
| 0.528 | 0 | 0.021 | 0 | 0.004 | 0 | 0.02 | 0 | 0
| 0.528 | 0 | 0.028 | 0 | 0.003 | 0 | 0.01 | 0 | 0
| 0.528 | 0 | 0.035 | 0 | 0.002 | 0 | 0.005 | 0 | 0
| 0.528 | 0 | 0.04 | 0 | 0.002 | 0 | 0.004 | 0 | 0
| 0.528 | 0 | 0.043 | 0 | 0.002 | 0 | 0.005 | 0 | 0
| 0.528 | 0 | 0.044 | 0.002 | 0.002 | 0 | 0.009 | 0 | 0
| 0.528 | 0.028 | 0.049 | 0.038 | 0.002 | 0.013 | 0.016 | 0.002 | 0
| 0.528 | 0.062 | 0.03 | 0.085 | 0 | 0.055 | 0.025 | 0.025 | 0
| 0.528 | 0.217 | 0.002 | 0.214 | 0 | 0.121 | 0.021 | 0.064 | 0
| 0.528 | 0.397 | 0.017 | 0.338 | 0 | 0.214 | 0.045 | 0.123 | 0.001
| 0.528 | 0.558 | 0.038 | 0.479 | 0 | 0.276 | 0.069 | 0.193 | 0.002
| 0.528 | 0.66 | 0.068 | 0.576 | 0 | 0.313 | 0.079 | 0.228 | 0.003
| 0.528 | 0.712 | 0.098 | 0.637 | 0 | 0.34 | 0.094 | 0.258 | 0.004
| 0.528 | 0.71 | 0.12 | 0.669 | 0 | 0.339 | 0.111 | 0.288 | 0.006
| 0.528 | 0.706 | 0.14 | 0.664 | 0 | 0.32 | 0.119 | 0.307 | 0.006
| 0.528 | 0.682 | 0.149 | 0.629 | 0 | 0.393 | 0.113 | 0.324 | 0.007
| 0.528 | 0.607 | 0.146 | 0.572 | 0 | 0.42 | 0.106 | 0.333 | 0.008
| 0.528 | 0.505 | 0.137 | 0.467 | 0 | 0.458 | 0.106 | 0.306 | 0.01
| 0.528 | 0.37 | 0.118 | 0.343 | 0 | 0.412 | 0.105 | 0.214 | 0.009
| 0.528 | 0.232 | 0.091 | 0.217 | 0.001 | 0.317 | 0.099 | 0.132 | 0.006
| 0.528 | 0.114 | 0.103 | 0.125 | 0.001 | 0.191 | 0.086 | 0.057 | 0.005
| 0.528 | 0.04 | 0.156 | 0.058 | 0.019 | 0.073 | 0.061 | 0.018 | 0.005
| 0.528 | 0.002 | 0.235 | 0.012 | 0.154 | 0.017 | 0.057 | 0.001 | 0.009
| 0.528 | 0 | 0.304 | 0 | 0.345 | 0 | 0.074 | 0 | 0.016
| 0.528 | 0 | 0.278 | 0 | 0.441 | 0 | 0.089 | 0 | 0.02
| 0.528 | 0 | 0.25 | 0 | 0.343 | 0 | 0.087 | 0 | 0.023
| 0.528 | 0 | 0.255 | 0 | 0.261 | 0 | 0.084 | 0 | 0.025
| 0.528 | 0 | 0.241 | 0 | 0.233 | 0 | 0.076 | 0 | 0.037
| 0.528 | 0 | 0.205 | 0 | 0.184 | 0 | 0.063 | 0 | 0.049
| 0.528 | 0 | 0.165 | 0.002 | 0.135 | 0 | 0.053 | 0 | 0.062
| 0.528 | 0.006 | 0.124 | 0.032 | 0.057 | 0 | 0.048 | 0 | 0.059
| 0.528 | 0.029 | 0.083 | 0.078 | 0.041 | 0.011 | 0.045 | 0.013 | 0.035
| 0.528 | 0.06 | 0.054 | 0.137 | 0.037 | 0.044 | 0.046 | 0.047 | 0.025
| 0.528 | 0.093 | 0.079 | 0.224 | 0.03 | 0.095 | 0.087 | 0.11 | 0.029
| 0.528 | 0.117 | 0.156 | 0.277 | 0.042 | 0.185 | 0.159 | 0.206 | 0.038
| 0.528 | 0.166 | 0.21 | 0.269 | 0.054 | 0.315 | 0.195 | 0.261 | 0.05
| 0.528 | 0.297 | 0.341 | 0.242 | 0.058 | 0.502 | 0.21 | 0.306 | 0.062
| 0.528 | 0.48 | 0.488 | 0.222 | 0.054 | 0.576 | 0.207 | 0.307 | 0.074
| 0.528 | 0.552 | 0.573 | 0.205 | 0.042 | 0.568 | 0.181 | 0.306 | 0.089
| 0.528 | 0.532 | 0.587 | 0.176 | 0.02 | 0.591 | 0.159 | 0.271 | 0.092
| 0.528 | 0.465 | 0.556 | 0.152 | 0.008 | 0.544 | 0.143 | 0.238 | 0.085
| 0.528 | 0.394 | 0.519 | 0.125 | 0.004 | 0.423 | 0.121 | 0.176 | 0.082
| 0.528 | 0.313 | 0.482 | 0.091 | 0.002 | 0.334 | 0.101 | 0.123 | 0.062
| 0.528 | 0.21 | 0.417 | 0.06 | 0.003 | 0.27 | 0.077 | 0.091 | 0.037
| 0.528 | 0.106 | 0.332 | 0.036 | 0.006 | 0.191 | 0.055 | 0.054 | 0.024
| 0.528 | 0.041 | 0.341 | 0.014 | 0.036 | 0.105 | 0.046 | 0.024 | 0.01
| 0.528 | 0.001 | 0.381 | 0.001 | 0.096 | 0.048 | 0.041 | 0.004 | 0.005
| 0.528 | 0 | 0.394 | 0 | 0.135 | 0.006 | 0.052 | 0 | 0.006
| 0.528 | 0 | 0.395 | 0 | 0.166 | 0 | 0.058 | 0 | 0.004
| 0.528 | 0 | 0.376 | 0 | 0.217 | 0 | 0.055 | 0 | 0.003
| 0.528 | 0 | 0.362 | 0 | 0.231 | 0 | 0.055 | 0 | 0.003
| 0.528 | 0 | 0.376 | 0 | 0.217 | 0 | 0.049 | 0 | 0.004
| 0.528 | 0 | 0.387 | 0 | 0.225 | 0 | 0.047 | 0 | 0.004
| 0.528 | 0 | 0.376 | 0 | 0.3 | 0 | 0.041 | 0 | 0.002
| 0.528 | 0.011 | 0.391 | 0.012 | 0.324 | 0.012 | 0.034 | 0 | 0.001
| 0.528 | 0.039 | 0.437 | 0.035 | 0.323 | 0.058 | 0.028 | 0.015 | 0
| 0.528 | 0.076 | 0.432 | 0.066 | 0.312 | 0.126 | 0.018 | 0.051 | 0
| 0.528 | 0.117 | 0.386 | 0.104 | 0.38 | 0.252 | 0.02 | 0.11 | 0
| 0.528 | 0.146 | 0.343 | 0.139 | 0.51 | 0.397 | 0.022 | 0.19 | 0.001
| 0.528 | 0.212 | 0.332 | 0.173 | 0.61 | 0.477 | 0.027 | 0.283 | 0.002
| 0.528 | 0.405 | 0.412 | 0.21 | 0.544 | 0.438 | 0.033 | 0.385 | 0.007
| 0.528 | 0.529 | 0.504 | 0.238 | 0.538 | 0.404 | 0.036 | 0.441 | 0.009
| 0.528 | 0.54 | 0.574 | 0.245 | 0.508 | 0.389 | 0.037 | 0.401 | 0.01
| 0.528 | 0.557 | 0.623 | 0.242 | 0.436 | 0.373 | 0.036 | 0.417 | 0.009
| 0.528 | 0.499 | 0.648 | 0.243 | 0.364 | 0.338 | 0.037 | 0.396 | 0.009
| 0.528 | 0.448 | 0.649 | 0.219 | 0.28 | 0.294 | 0.041 | 0.363 | 0.007
| 0.528 | 0.352 | 0.615 | 0.182 | 0.186 | 0.244 | 0.042 | 0.298 | 0.004
| 0.528 | 0.239 | 0.507 | 0.132 | 0.119 | 0.189 | 0.039 | 0.218 | 0.002
| 0.528 | 0.121 | 0.367 | 0.082 | 0.084 | 0.126 | 0.035 | 0.124 | 0.001
| 0.528 | 0.047 | 0.324 | 0.041 | 0.135 | 0.068 | 0.032 | 0.054 | 0
| 0.528 | 0.002 | 0.347 | 0.007 | 0.281 | 0.027 | 0.034 | 0.01 | 0
| 0.528 | 0 | 0.298 | 0 | 0.346 | 0.003 | 0.041 | 0 | 0
| 0.528 | 0 | 0.191 | 0 | 0.332 | 0 | 0.045 | 0 | 0
| 0.528 | 0 | 0.171 | 0 | 0.302 | 0 | 0.045 | 0 | 0
| 0.528 | 0 | 0.151 | 0 | 0.262 | 0 | 0.045 | 0 | 0
| 0.528 | 0 | 0.147 | 0 | 0.257 | 0 | 0.043 | 0 | 0
| 0.528 | 0 | 0.104 | 0 | 0.243 | 0 | 0.043 | 0 | 0
| 0.528 | 0 | 0.101 | 0.002 | 0.252 | 0 | 0.041 | 0 | 0
| 0.528 | 0.006 | 0.071 | 0.038 | 0.164 | 0.009 | 0.039 | 0.001 | 0
| 0.528 | 0.026 | 0.047 | 0.088 | 0.069 | 0.049 | 0.037 | 0.023 | 0
| 0.528 | 0.06 | 0.037 | 0.213 | 0.08 | 0.111 | 0.025 | 0.064 | 0
| 0.528 | 0.105 | 0.025 | 0.358 | 0.128 | 0.214 | 0.031 | 0.14 | 0
| 0.528 | 0.163 | 0.014 | 0.499 | 0.077 | 0.298 | 0.032 | 0.231 | 0
| 0.528 | 0.215 | 0.006 | 0.606 | 0.04 | 0.342 | 0.03 | 0.361 | 0
| 0.528 | 0.276 | 0.004 | 0.622 | 0.018 | 0.366 | 0.03 | 0.448 | 0
| 0.528 | 0.374 | 0.004 | 0.616 | 0.007 | 0.377 | 0.031 | 0.476 | 0
| 0.528 | 0.544 | 0.002 | 0.599 | 0.003 | 0.388 | 0.035 | 0.498 | 0
| 0.528 | 0.559 | 0.002 | 0.549 | 0.004 | 0.397 | 0.035 | 0.496 | 0.001
| 0.528 | 0.48 | 0.002 | 0.473 | 0.007 | 0.406 | 0.037 | 0.483 | 0.001
| 0.528 | 0.399 | 0.002 | 0.395 | 0.009 | 0.399 | 0.041 | 0.415 | 0
| 0.528 | 0.305 | 0.002 | 0.317 | 0.013 | 0.343 | 0.042 | 0.361 | 0
| 0.528 | 0.194 | 0.002 | 0.213 | 0.017 | 0.22 | 0.042 | 0.258 | 0
| 0.528 | 0.1 | 0.002 | 0.117 | 0.023 | 0.148 | 0.039 | 0.165 | 0
| 0.528 | 0.041 | 0.001 | 0.053 | 0.039 | 0.091 | 0.035 | 0.074 | 0
| 0.528 | 0.002 | 0 | 0.011 | 0.078 | 0.045 | 0.037 | 0.021 | 0
| 0.528 | 0 | 0.001 | 0 | 0.14 | 0.006 | 0.06 | 0 | 0
| 0.528 | 0 | 0.006 | 0 | 0.227 | 0 | 0.075 | 0 | 0
| 0.528 | 0 | 0.016 | 0 | 0.277 | 0 | 0.076 | 0 | 0
| 0.528 | 0 | 0.024 | 0 | 0.288 | 0 | 0.071 | 0 | 0.001
| 0.528 | 0 | 0.03 | 0 | 0.254 | 0 | 0.051 | 0 | 0.002
| 0.528 | 0 | 0.032 | 0 | 0.202 | 0 | 0.034 | 0 | 0.003
| 0.528 | 0 | 0.028 | 0.002 | 0.159 | 0 | 0.022 | 0 | 0.003
| 0.528 | 0.031 | 0.029 | 0.039 | 0.073 | 0.013 | 0.02 | 0.008 | 0.003
| 0.528 | 0.071 | 0.016 | 0.079 | 0.003 | 0.058 | 0.019 | 0.056 | 0.003
| 0.528 | 0.214 | 0.005 | 0.216 | 0.001 | 0.126 | 0.008 | 0.138 | 0.001
| 0.528 | 0.364 | 0.008 | 0.374 | 0 | 0.247 | 0.006 | 0.291 | 0
| 0.528 | 0.488 | 0.014 | 0.523 | 0 | 0.353 | 0.005 | 0.463 | 0
| 0.528 | 0.57 | 0.028 | 0.629 | 0 | 0.467 | 0.007 | 0.609 | 0
| 0.528 | 0.625 | 0.045 | 0.665 | 0 | 0.508 | 0.013 | 0.721 | 0
| 0.528 | 0.687 | 0.055 | 0.659 | 0 | 0.562 | 0.019 | 0.796 | 0
| 0.528 | 0.687 | 0.049 | 0.646 | 0 | 0.502 | 0.025 | 0.831 | 0
| 0.528 | 0.596 | 0.032 | 0.617 | 0 | 0.505 | 0.033 | 0.816 | 0
| 0.528 | 0.451 | 0.017 | 0.561 | 0 | 0.467 | 0.04 | 0.761 | 0
| 0.528 | 0.314 | 0.007 | 0.443 | 0 | 0.419 | 0.048 | 0.664 | 0
| 0.528 | 0.216 | 0.003 | 0.33 | 0 | 0.352 | 0.058 | 0.53 | 0
| 0.528 | 0.131 | 0.002 | 0.239 | 0 | 0.276 | 0.068 | 0.363 | 0
| 0.528 | 0.062 | 0.001 | 0.124 | 0 | 0.183 | 0.073 | 0.188 | 0
| 0.528 | 0.02 | 0.001 | 0.052 | 0 | 0.103 | 0.074 | 0.057 | 0
| 0.528 | 0 | 0.002 | 0.009 | 0 | 0.045 | 0.076 | 0.023 | 0
| 0.528 | 0 | 0.005 | 0 | 0.014 | 0.006 | 0.088 | 0 | 0
| 0.528 | 0 | 0.009 | 0 | 0.05 | 0 | 0.099 | 0 | 0
| 0.528 | 0 | 0.015 | 0 | 0.072 | 0 | 0.085 | 0 | 0
| 0.528 | 0 | 0.02 | 0 | 0.083 | 0 | 0.071 | 0 | 0.001
| 0.528 | 0 | 0.025 | 0 | 0.083 | 0 | 0.061 | 0 | 0.001
| 0.528 | 0 | 0.041 | 0 | 0.082 | 0 | 0.057 | 0 | 0.002
| 0.528 | 0 | 0.074 | 0.001 | 0.096 | 0 | 0.051 | 0 | 0.002
| 0.528 | 0.011 | 0.104 | 0.034 | 0.082 | 0.007 | 0.048 | 0.01 | 0.002
| 0.528 | 0.044 | 0.096 | 0.089 | 0.011 | 0.039 | 0.025 | 0.042 | 0.002
| 0.528 | 0.097 | 0.053 | 0.187 | 0.002 | 0.079 | 0.011 | 0.13 | 0.001
| 0.528 | 0.177 | 0.066 | 0.297 | 0.002 | 0.112 | 0.009 | 0.321 | 0
| 0.528 | 0.251 | 0.09 | 0.406 | 0.003 | 0.14 | 0.009 | 0.508 | 0
| 0.528 | 0.316 | 0.096 | 0.48 | 0.006 | 0.181 | 0.007 | 0.664 | 0
| 0.528 | 0.309 | 0.082 | 0.565 | 0.014 | 0.23 | 0.004 | 0.779 | 0
| 0.528 | 0.313 | 0.065 | 0.573 | 0.025 | 0.317 | 0.003 | 0.849 | 0
| 0.528 | 0.316 | 0.054 | 0.515 | 0.039 | 0.424 | 0.004 | 0.875 | 0
| 0.528 | 0.327 | 0.067 | 0.43 | 0.053 | 0.509 | 0.01 | 0.857 | 0
| 0.528 | 0.365 | 0.093 | 0.381 | 0.058 | 0.436 | 0.021 | 0.795 | 0.002
| 0.528 | 0.317 | 0.121 | 0.318 | 0.059 | 0.377 | 0.036 | 0.693 | 0.006
| 0.528 | 0.24 | 0.131 | 0.239 | 0.058 | 0.308 | 0.054 | 0.551 | 0.014
| 0.528 | 0.134 | 0.142 | 0.164 | 0.068 | 0.24 | 0.061 | 0.377 | 0.02
| 0.528 | 0.072 | 0.177 | 0.09 | 0.14 | 0.164 | 0.056 | 0.19 | 0.022
| 0.528 | 0.022 | 0.213 | 0.037 | 0.249 | 0.084 | 0.047 | 0.056 | 0.019
| 0.528 | 0 | 0.223 | 0.006 | 0.283 | 0.043 | 0.049 | 0.024 | 0.016
| 0.528 | 0 | 0.205 | 0 | 0.27 | 0.007 | 0.069 | 0 | 0.011
| 0.528 | 0 | 0.172 | 0 | 0.2 | 0 | 0.079 | 0 | 0.007
| 0.528 | 0 | 0.153 | 0 | 0.143 | 0 | 0.079 | 0 | 0.005
| 0.528 | 0 | 0.103 | 0 | 0.104 | 0 | 0.063 | 0 | 0.004
| 0.528 | 0 | 0.072 | 0 | 0.076 | 0 | 0.047 | 0 | 0.002
| 0.528 | 0 | 0.049 | 0 | 0.05 | 0 | 0.043 | 0 | 0.001
| 0.528 | 0 | 0.041 | 0.001 | 0.018 | 0 | 0.039 | 0 | 0.001
| 0.528 | 0.012 | 0.025 | 0.031 | 0.003 | 0.016 | 0.034 | 0.01 | 0
| 0.528 | 0.045 | 0.016 | 0.089 | 0 | 0.06 | 0.027 | 0.044 | 0
| 0.528 | 0.101 | 0.02 | 0.19 | 0 | 0.124 | 0.027 | 0.131 | 0
| 0.528 | 0.209 | 0.031 | 0.32 | 0 | 0.232 | 0.028 | 0.318 | 0
| 0.528 | 0.348 | 0.044 | 0.452 | 0 | 0.369 | 0.031 | 0.498 | 0
| 0.528 | 0.475 | 0.062 | 0.53 | 0 | 0.514 | 0.037 | 0.65 | 0.003
| 0.528 | 0.477 | 0.061 | 0.448 | 0 | 0.599 | 0.042 | 0.726 | 0.013
| 0.528 | 0.442 | 0.04 | 0.46 | 0 | 0.611 | 0.053 | 0.776 | 0.031
| 0.528 | 0.435 | 0.019 | 0.414 | 0 | 0.592 | 0.064 | 0.812 | 0.054
| 0.528 | 0.403 | 0.007 | 0.325 | 0.001 | 0.48 | 0.077 | 0.802 | 0.079
| 0.528 | 0.346 | 0.002 | 0.341 | 0.01 | 0.342 | 0.093 | 0.545 | 0.111
| 0.528 | 0.262 | 0 | 0.373 | 0.032 | 0.207 | 0.093 | 0.26 | 0.119
| 0.528 | 0.205 | 0 | 0.322 | 0.068 | 0.133 | 0.076 | 0.126 | 0.089
| 0.528 | 0.138 | 0 | 0.23 | 0.071 | 0.09 | 0.054 | 0.073 | 0.055
| 0.528 | 0.079 | 0 | 0.129 | 0.079 | 0.063 | 0.039 | 0.051 | 0.041
| 0.528 | 0.028 | 0.001 | 0.06 | 0.16 | 0.045 | 0.034 | 0.032 | 0.035
| 0.528 | 0.001 | 0.004 | 0.014 | 0.325 | 0.022 | 0.032 | 0.011 | 0.04
| 0.528 | 0 | 0.022 | 0 | 0.351 | 0.002 | 0.042 | 0 | 0.044
| 0.528 | 0 | 0.058 | 0 | 0.294 | 0 | 0.056 | 0 | 0.039
| 0.528 | 0 | 0.096 | 0 | 0.251 | 0 | 0.07 | 0 | 0.022
| 0.528 | 0 | 0.131 | 0 | 0.236 | 0 | 0.071 | 0 | 0.008
| 0.528 | 0 | 0.191 | 0 | 0.172 | 0 | 0.076 | 0 | 0.006
| 0.528 | 0 | 0.244 | 0 | 0.124 | 0 | 0.076 | 0 | 0.015
| 0.528 | 0 | 0.256 | 0.002 | 0.098 | 0 | 0.069 | 0 | 0.021
| 0.528 | 0.017 | 0.225 | 0.034 | 0.068 | 0.005 | 0.063 | 0 | 0.015
| 0.528 | 0.048 | 0.155 | 0.079 | 0.07 | 0.032 | 0.054 | 0.016 | 0.01
| 0.528 | 0.1 | 0.131 | 0.134 | 0.152 | 0.094 | 0.055 | 0.036 | 0.01
| 0.528 | 0.205 | 0.247 | 0.183 | 0.446 | 0.19 | 0.078 | 0.055 | 0.01
| 0.528 | 0.359 | 0.343 | 0.206 | 0.485 | 0.275 | 0.072 | 0.092 | 0.012
| 0.528 | 0.573 | 0.373 | 0.238 | 0.426 | 0.402 | 0.068 | 0.163 | 0.023
| 0.528 | 0.682 | 0.442 | 0.26 | 0.343 | 0.49 | 0.071 | 0.263 | 0.045
| 0.528 | 0.704 | 0.525 | 0.302 | 0.268 | 0.491 | 0.069 | 0.339 | 0.073
| 0.528 | 0.69 | 0.568 | 0.388 | 0.183 | 0.481 | 0.065 | 0.37 | 0.095
| 0.528 | 0.648 | 0.583 | 0.471 | 0.115 | 0.5 | 0.053 | 0.362 | 0.103
| 0.528 | 0.502 | 0.575 | 0.525 | 0.088 | 0.456 | 0.043 | 0.372 | 0.103
| 0.528 | 0.283 | 0.517 | 0.452 | 0.094 | 0.399 | 0.035 | 0.348 | 0.101
| 0.528 | 0.16 | 0.459 | 0.319 | 0.099 | 0.291 | 0.026 | 0.321 | 0.092
| 0.528 | 0.104 | 0.42 | 0.22 | 0.075 | 0.192 | 0.017 | 0.208 | 0.07
| 0.528 | 0.074 | 0.362 | 0.12 | 0.037 | 0.129 | 0.01 | 0.103 | 0.039
| 0.528 | 0.034 | 0.31 | 0.037 | 0.063 | 0.068 | 0.006 | 0.049 | 0.017
| 0.528 | 0.001 | 0.289 | 0.003 | 0.133 | 0.03 | 0.006 | 0.012 | 0.01
| 0.528 | 0 | 0.234 | 0 | 0.167 | 0.003 | 0.009 | 0 | 0.009
| 0.528 | 0 | 0.184 | 0 | 0.225 | 0 | 0.009 | 0 | 0.007
| 0.528 | 0 | 0.144 | 0 | 0.272 | 0 | 0.008 | 0 | 0.004
| 0.528 | 0 | 0.159 | 0 | 0.316 | 0 | 0.007 | 0 | 0.002
| 0.528 | 0 | 0.152 | 0 | 0.344 | 0 | 0.004 | 0 | 0.001
| 0.528 | 0 | 0.138 | 0 | 0.28 | 0 | 0.002 | 0 | 0
| 0.528 | 0 | 0.115 | 0.003 | 0.24 | 0 | 0.002 | 0 | 0
| 0.528 | 0.021 | 0.081 | 0.041 | 0.106 | 0.01 | 0.001 | 0.002 | 0
| 0.528 | 0.07 | 0.072 | 0.092 | 0.028 | 0.052 | 0.002 | 0.029 | 0
| 0.528 | 0.2 | 0.105 | 0.205 | 0.038 | 0.119 | 0.001 | 0.097 | 0
| 0.528 | 0.324 | 0.118 | 0.342 | 0.058 | 0.233 | 0 | 0.228 | 0
| 0.528 | 0.448 | 0.095 | 0.475 | 0.042 | 0.355 | 0 | 0.414 | 0
| 0.528 | 0.53 | 0.061 | 0.597 | 0.02 | 0.441 | 0 | 0.485 | 0
| 0.528 | 0.568 | 0.042 | 0.674 | 0.007 | 0.529 | 0 | 0.506 | 0.001
| 0.528 | 0.577 | 0.038 | 0.69 | 0.002 | 0.569 | 0 | 0.543 | 0.001
| 0.528 | 0.562 | 0.035 | 0.653 | 0.001 | 0.583 | 0.001 | 0.558 | 0.001
| 0.528 | 0.497 | 0.026 | 0.519 | 0 | 0.472 | 0.001 | 0.513 | 0.001
| 0.528 | 0.438 | 0.018 | 0.373 | 0 | 0.388 | 0.001 | 0.48 | 0.002
| 0.528 | 0.373 | 0.01 | 0.282 | 0 | 0.35 | 0.001 | 0.403 | 0.002
| 0.528 | 0.281 | 0.006 | 0.243 | 0.001 | 0.3 | 0.001 | 0.328 | 0.001
| 0.528 | 0.175 | 0.005 | 0.18 | 0.007 | 0.24 | 0.001 | 0.218 | 0.001
| 0.528 | 0.078 | 0.005 | 0.097 | 0.024 | 0.165 | 0.002 | 0.132 | 0
| 0.528 | 0.022 | 0.005 | 0.036 | 0.052 | 0.093 | 0.002 | 0.064 | 0
| 0.528 | 0 | 0.005 | 0.005 | 0.14 | 0.041 | 0.002 | 0.018 | 0
| 0.528 | 0 | 0.008 | 0 | 0.225 | 0.006 | 0.003 | 0 | 0
| 0.528 | 0 | 0.016 | 0 | 0.192 | 0 | 0.003 | 0 | 0
| 0.528 | 0 | 0.031 | 0 | 0.132 | 0 | 0.005 | 0 | 0.001
| 0.528 | 0 | 0.041 | 0 | 0.092 | 0 | 0.007 | 0 | 0.001
| 0.528 | 0 | 0.066 | 0 | 0.084 | 0 | 0.008 | 0 | 0.001
| 0.528 | 0 | 0.101 | 0 | 0.091 | 0 | 0.008 | 0 | 0.001
| 0.528 | 0 | 0.123 | 0 | 0.101 | 0 | 0.008 | 0 | 0.002
| 0.528 | 0.014 | 0.107 | 0.009 | 0.091 | 0.013 | 0.008 | 0.009 | 0.002
| 0.528 | 0.058 | 0.047 | 0.035 | 0.084 | 0.058 | 0.006 | 0.057 | 0.002
| 0.528 | 0.115 | 0.053 | 0.077 | 0.126 | 0.124 | 0.002 | 0.136 | 0.001
| 0.528 | 0.169 | 0.069 | 0.147 | 0.154 | 0.264 | 0 | 0.288 | 0.002
| 0.528 | 0.167 | 0.061 | 0.198 | 0.145 | 0.413 | 0 | 0.502 | 0.002
| 0.528 | 0.184 | 0.047 | 0.237 | 0.121 | 0.535 | 0.001 | 0.652 | 0.001
| 0.528 | 0.225 | 0.033 | 0.263 | 0.088 | 0.637 | 0.008 | 0.761 | 0
| 0.528 | 0.274 | 0.023 | 0.224 | 0.063 | 0.661 | 0.025 | 0.828 | 0
| 0.528 | 0.351 | 0.016 | 0.227 | 0.048 | 0.645 | 0.048 | 0.85 | 0
| 0.528 | 0.494 | 0.021 | 0.224 | 0.036 | 0.604 | 0.06 | 0.832 | 0
| 0.528 | 0.54 | 0.035 | 0.332 | 0.021 | 0.599 | 0.064 | 0.776 | 0
| 0.528 | 0.465 | 0.055 | 0.391 | 0.008 | 0.57 | 0.073 | 0.677 | 0
| 0.528 | 0.355 | 0.072 | 0.387 | 0.003 | 0.497 | 0.09 | 0.54 | 0
| 0.528 | 0.231 | 0.068 | 0.262 | 0.001 | 0.392 | 0.112 | 0.375 | 0
| 0.528 | 0.113 | 0.07 | 0.122 | 0.001 | 0.251 | 0.127 | 0.198 | 0
| 0.528 | 0.046 | 0.113 | 0.053 | 0.003 | 0.111 | 0.115 | 0.079 | 0.002
| 0.528 | 0.003 | 0.129 | 0.014 | 0.005 | 0.055 | 0.087 | 0.026 | 0.002
| 0.528 | 0 | 0.115 | 0 | 0.005 | 0.007 | 0.08 | 0 | 0.002
| 0.528 | 0 | 0.077 | 0 | 0.006 | 0 | 0.074 | 0 | 0.001
| 0.528 | 0 | 0.045 | 0 | 0.008 | 0 | 0.082 | 0 | 0
| 0.528 | 0 | 0.027 | 0 | 0.009 | 0 | 0.091 | 0 | 0
| 0.528 | 0 | 0.021 | 0 | 0.021 | 0 | 0.093 | 0 | 0
| 0.528 | 0 | 0.017 | 0 | 0.048 | 0 | 0.131 | 0 | 0
| 0.528 | 0 | 0.012 | 0.003 | 0.069 | 0 | 0.188 | 0 | 0
| 0.528 | 0.016 | 0.004 | 0.038 | 0.086 | 0.014 | 0.212 | 0.01 | 0
| 0.528 | 0.061 | 0 | 0.071 | 0.034 | 0.051 | 0.177 | 0.061 | 0
| 0.528 | 0.143 | 0 | 0.214 | 0.001 | 0.071 | 0.187 | 0.142 | 0
| 0.528 | 0.309 | 0 | 0.376 | 0.015 | 0.078 | 0.313 | 0.21 | 0
| 0.528 | 0.527 | 0 | 0.524 | 0.017 | 0.112 | 0.47 | 0.264 | 0.007
| 0.528 | 0.645 | 0 | 0.64 | 0.017 | 0.154 | 0.558 | 0.316 | 0.024
| 0.528 | 0.694 | 0.001 | 0.725 | 0.016 | 0.185 | 0.618 | 0.293 | 0.041
| 0.528 | 0.701 | 0.01 | 0.767 | 0.016 | 0.218 | 0.653 | 0.245 | 0.051
| 0.528 | 0.707 | 0.031 | 0.77 | 0.016 | 0.257 | 0.69 | 0.247 | 0.064
| 0.528 | 0.673 | 0.061 | 0.725 | 0.022 | 0.304 | 0.725 | 0.313 | 0.084
| 0.528 | 0.607 | 0.09 | 0.641 | 0.032 | 0.456 | 0.755 | 0.265 | 0.093
| 0.528 | 0.497 | 0.12 | 0.502 | 0.039 | 0.51 | 0.754 | 0.199 | 0.087
| 0.528 | 0.368 | 0.132 | 0.375 | 0.054 | 0.455 | 0.737 | 0.205 | 0.076
| 0.528 | 0.24 | 0.102 | 0.237 | 0.064 | 0.363 | 0.674 | 0.13 | 0.042
| 0.528 | 0.115 | 0.093 | 0.126 | 0.062 | 0.239 | 0.556 | 0.08 | 0.017
| 0.528 | 0.048 | 0.161 | 0.053 | 0.084 | 0.108 | 0.414 | 0.04 | 0.003
| 0.528 | 0.002 | 0.25 | 0.009 | 0.13 | 0.053 | 0.245 | 0.008 | 0.001
| 0.528 | 0 | 0.311 | 0 | 0.246 | 0.01 | 0.17 | 0 | 0.001
| 0.528 | 0 | 0.295 | 0 | 0.391 | 0 | 0.15 | 0 | 0.001
| 0.528 | 0 | 0.272 | 0 | 0.374 | 0 | 0.131 | 0 | 0.001
| 0.528 | 0 | 0.251 | 0 | 0.251 | 0 | 0.111 | 0 | 0.001
| 0.528 | 0 | 0.225 | 0 | 0.241 | 0 | 0.086 | 0 | 0.001
| 0.528 | 0 | 0.199 | 0 | 0.219 | 0 | 0.075 | 0 | 0
| 0.528 | 0 | 0.175 | 0.001 | 0.212 | 0 | 0.069 | 0 | 0
| 0.528 | 0.008 | 0.117 | 0.02 | 0.179 | 0.015 | 0.069 | 0 | 0
| 0.528 | 0.035 | 0.08 | 0.058 | 0.121 | 0.059 | 0.064 | 0.017 | 0
| 0.528 | 0.108 | 0.058 | 0.105 | 0.112 | 0.123 | 0.071 | 0.06 | 0
| 0.528 | 0.239 | 0.084 | 0.153 | 0.275 | 0.224 | 0.094 | 0.169 | 0.001
| 0.528 | 0.361 | 0.139 | 0.184 | 0.224 | 0.324 | 0.101 | 0.373 | 0.003
| 0.528 | 0.503 | 0.233 | 0.217 | 0.217 | 0.416 | 0.118 | 0.564 | 0.008
| 0.528 | 0.656 | 0.334 | 0.248 | 0.16 | 0.445 | 0.149 | 0.699 | 0.009
| 0.528 | 0.703 | 0.391 | 0.287 | 0.083 | 0.442 | 0.167 | 0.768 | 0.01
| 0.528 | 0.703 | 0.374 | 0.38 | 0.034 | 0.538 | 0.168 | 0.822 | 0.016
| 0.528 | 0.652 | 0.294 | 0.467 | 0.012 | 0.578 | 0.164 | 0.799 | 0.023
| 0.528 | 0.638 | 0.214 | 0.51 | 0.003 | 0.497 | 0.147 | 0.767 | 0.025
| 0.528 | 0.511 | 0.181 | 0.443 | 0.001 | 0.455 | 0.131 | 0.659 | 0.024
| 0.528 | 0.337 | 0.165 | 0.327 | 0 | 0.382 | 0.112 | 0.501 | 0.021
| 0.528 | 0.222 | 0.141 | 0.22 | 0 | 0.298 | 0.092 | 0.349 | 0.018
| 0.528 | 0.124 | 0.111 | 0.122 | 0 | 0.196 | 0.069 | 0.191 | 0.013
| 0.528 | 0.052 | 0.14 | 0.051 | 0.003 | 0.099 | 0.042 | 0.076 | 0.006
| 0.528 | 0.004 | 0.201 | 0.009 | 0.069 | 0.042 | 0.022 | 0.018 | 0.001
| 0.528 | 0 | 0.191 | 0 | 0.217 | 0.006 | 0.021 | 0 | 0
| 0.528 | 0 | 0.139 | 0 | 0.347 | 0 | 0.023 | 0 | 0
| 0.528 | 0 | 0.101 | 0 | 0.36 | 0 | 0.017 | 0 | 0
| 0.528 | 0 | 0.075 | 0 | 0.287 | 0 | 0.011 | 0 | 0
| 0.528 | 0 | 0.06 | 0 | 0.247 | 0 | 0.005 | 0 | 0
| 0.528 | 0 | 0.042 | 0 | 0.213 | 0 | 0.002 | 0 | 0
| 0.528 | 0 | 0.029 | 0.002 | 0.166 | 0 | 0 | 0 | 0
| 0.528 | 0.025 | 0.038 | 0.03 | 0.087 | 0.012 | 0 | 0.008 | 0
| 0.528 | 0.059 | 0.042 | 0.061 | 0.019 | 0.046 | 0 | 0.062 | 0
| 0.528 | 0.104 | 0.013 | 0.103 | 0 | 0.1 | 0 | 0.141 | 0
| 0.528 | 0.172 | 0.004 | 0.138 | 0 | 0.178 | 0 | 0.218 | 0
| 0.528 | 0.235 | 0.007 | 0.218 | 0 | 0.244 | 0 | 0.233 | 0.001
| 0.528 | 0.253 | 0.004 | 0.316 | 0 | 0.372 | 0.002 | 0.37 | 0.001
| 0.528 | 0.265 | 0.002 | 0.431 | 0 | 0.515 | 0.004 | 0.415 | 0.003
| 0.528 | 0.269 | 0.001 | 0.537 | 0 | 0.555 | 0.004 | 0.419 | 0.004
| 0.528 | 0.252 | 0.001 | 0.602 | 0 | 0.54 | 0.003 | 0.485 | 0.005
| 0.528 | 0.242 | 0.003 | 0.502 | 0 | 0.526 | 0.004 | 0.444 | 0.007
| 0.528 | 0.204 | 0.011 | 0.414 | 0.002 | 0.464 | 0.009 | 0.336 | 0.008
| 0.528 | 0.177 | 0.019 | 0.351 | 0.012 | 0.322 | 0.015 | 0.183 | 0.003
| 0.528 | 0.154 | 0.027 | 0.289 | 0.035 | 0.184 | 0.017 | 0.123 | 0
| 0.528 | 0.095 | 0.025 | 0.206 | 0.059 | 0.112 | 0.016 | 0.112 | 0
| 0.528 | 0.06 | 0.021 | 0.109 | 0.115 | 0.062 | 0.022 | 0.095 | 0.002
| 0.528 | 0.024 | 0.034 | 0.042 | 0.22 | 0.04 | 0.027 | 0.027 | 0.004
| 0.528 | 0.001 | 0.065 | 0.006 | 0.301 | 0.017 | 0.037 | 0.002 | 0.008
| 0.528 | 0 | 0.066 | 0 | 0.346 | 0.002 | 0.059 | 0 | 0.007
| 0.528 | 0 | 0.042 | 0 | 0.252 | 0 | 0.078 | 0 | 0.001
| 0.528 | 0 | 0.049 | 0 | 0.138 | 0 | 0.109 | 0 | 0.006
| 0.528 | 0 | 0.094 | 0 | 0.055 | 0 | 0.123 | 0 | 0.022
| 0.528 | 0 | 0.179 | 0 | 0.021 | 0 | 0.153 | 0 | 0.028
| 0.528 | 0 | 0.251 | 0 | 0.057 | 0 | 0.157 | 0 | 0.032
| 0.528 | 0 | 0.287 | 0 | 0.154 | 0 | 0.153 | 0 | 0.029
| 0.528 | 0.019 | 0.308 | 0.006 | 0.182 | 0.006 | 0.113 | 0.004 | 0.025
| 0.528 | 0.07 | 0.347 | 0.021 | 0.132 | 0.027 | 0.085 | 0.027 | 0.018
| 0.528 | 0.162 | 0.431 | 0.044 | 0.105 | 0.075 | 0.05 | 0.05 | 0.016
| 0.528 | 0.309 | 0.421 | 0.079 | 0.087 | 0.111 | 0.054 | 0.086 | 0.025
| 0.528 | 0.509 | 0.45 | 0.122 | 0.068 | 0.089 | 0.061 | 0.126 | 0.048
| 0.528 | 0.661 | 0.449 | 0.17 | 0.068 | 0.115 | 0.068 | 0.18 | 0.082
| 0.528 | 0.766 | 0.46 | 0.236 | 0.086 | 0.144 | 0.199 | 0.289 | 0.124
| 0.528 | 0.802 | 0.467 | 0.329 | 0.06 | 0.224 | 0.402 | 0.531 | 0.178
| 0.528 | 0.785 | 0.489 | 0.398 | 0.035 | 0.391 | 0.479 | 0.587 | 0.225
| 0.528 | 0.721 | 0.526 | 0.483 | 0.024 | 0.613 | 0.473 | 0.585 | 0.245
| 0.528 | 0.633 | 0.561 | 0.503 | 0.017 | 0.651 | 0.457 | 0.601 | 0.225
| 0.528 | 0.505 | 0.571 | 0.478 | 0.008 | 0.591 | 0.431 | 0.519 | 0.167
| 0.528 | 0.386 | 0.568 | 0.373 | 0.002 | 0.489 | 0.379 | 0.425 | 0.108
| 0.528 | 0.246 | 0.522 | 0.242 | 0 | 0.362 | 0.323 | 0.3 | 0.064
| 0.528 | 0.11 | 0.416 | 0.129 | 0 | 0.213 | 0.248 | 0.165 | 0.03
| 0.528 | 0.045 | 0.334 | 0.051 | 0 | 0.109 | 0.172 | 0.07 | 0.005
| 0.528 | 0.003 | 0.331 | 0.009 | 0.011 | 0.05 | 0.096 | 0.015 | 0
| 0.528 | 0 | 0.312 | 0 | 0.089 | 0.009 | 0.085 | 0 | 0
| 0.528 | 0 | 0.289 | 0 | 0.164 | 0 | 0.094 | 0 | 0.002
| 0.528 | 0 | 0.274 | 0 | 0.25 | 0 | 0.09 | 0 | 0.005
| 0.528 | 0 | 0.239 | 0 | 0.261 | 0 | 0.074 | 0 | 0.01
| 0.528 | 0 | 0.227 | 0 | 0.264 | 0 | 0.049 | 0 | 0.014
| 0.528 | 0 | 0.208 | 0 | 0.191 | 0 | 0.028 | 0 | 0.017
| 0.528 | 0 | 0.168 | 0 | 0.207 | 0 | 0.016 | 0 | 0.02
| 0.528 | 0.03 | 0.14 | 0.015 | 0.187 | 0.016 | 0.013 | 0.004 | 0.022
| 0.528 | 0.059 | 0.099 | 0.041 | 0.128 | 0.058 | 0.008 | 0.036 | 0.018
| 0.528 | 0.219 | 0.192 | 0.095 | 0.143 | 0.123 | 0.006 | 0.087 | 0.03
| 0.528 | 0.406 | 0.256 | 0.166 | 0.251 | 0.26 | 0.013 | 0.134 | 0.062
| 0.528 | 0.572 | 0.327 | 0.214 | 0.255 | 0.396 | 0.022 | 0.197 | 0.084
| 0.528 | 0.698 | 0.362 | 0.318 | 0.216 | 0.523 | 0.032 | 0.255 | 0.105
| 0.528 | 0.758 | 0.367 | 0.437 | 0.171 | 0.512 | 0.042 | 0.336 | 0.126
| 0.528 | 0.785 | 0.345 | 0.544 | 0.135 | 0.53 | 0.05 | 0.39 | 0.127
| 0.528 | 0.796 | 0.3 | 0.645 | 0.109 | 0.585 | 0.059 | 0.446 | 0.122
| 0.528 | 0.761 | 0.261 | 0.649 | 0.068 | 0.619 | 0.075 | 0.456 | 0.121
| 0.528 | 0.67 | 0.243 | 0.583 | 0.04 | 0.603 | 0.085 | 0.428 | 0.109
| 0.528 | 0.545 | 0.231 | 0.495 | 0.022 | 0.534 | 0.089 | 0.398 | 0.089
| 0.528 | 0.425 | 0.211 | 0.398 | 0.01 | 0.417 | 0.088 | 0.312 | 0.061
| 0.528 | 0.266 | 0.167 | 0.265 | 0.004 | 0.318 | 0.083 | 0.15 | 0.033
| 0.528 | 0.107 | 0.084 | 0.122 | 0.003 | 0.223 | 0.075 | 0.066 | 0.013
| 0.528 | 0.043 | 0.072 | 0.05 | 0.003 | 0.116 | 0.053 | 0.027 | 0.008
| 0.528 | 0.003 | 0.063 | 0.015 | 0.006 | 0.051 | 0.041 | 0.004 | 0.01
| 0.528 | 0 | 0.036 | 0 | 0.007 | 0.008 | 0.046 | 0 | 0.013
| 0.528 | 0 | 0.012 | 0 | 0.003 | 0 | 0.049 | 0 | 0.016
| 0.528 | 0 | 0.001 | 0 | 0 | 0 | 0.055 | 0 | 0.021
| 0.528 | 0 | 0 | 0 | 0 | 0 | 0.065 | 0 | 0.031
| 0.528 | 0 | 0.001 | 0 | 0 | 0 | 0.063 | 0 | 0.045
| 0.528 | 0 | 0.002 | 0 | 0.003 | 0 | 0.076 | 0 | 0.059
| 0.528 | 0 | 0.003 | 0.003 | 0.011 | 0 | 0.099 | 0 | 0.068
| 0.528 | 0.03 | 0.004 | 0.037 | 0.022 | 0.005 | 0.131 | 0 | 0.073
| 0.528 | 0.069 | 0.004 | 0.071 | 0.008 | 0.024 | 0.158 | 0.013 | 0.066
| 0.528 | 0.206 | 0.001 | 0.208 | 0.01 | 0.057 | 0.166 | 0.04 | 0.07
| 0.528 | 0.379 | 0.009 | 0.354 | 0.027 | 0.12 | 0.209 | 0.089 | 0.101
| 0.528 | 0.538 | 0.013 | 0.506 | 0.039 | 0.223 | 0.344 | 0.164 | 0.129
| 0.528 | 0.657 | 0.01 | 0.625 | 0.051 | 0.289 | 0.447 | 0.211 | 0.201
| 0.528 | 0.722 | 0.008 | 0.716 | 0.065 | 0.322 | 0.459 | 0.241 | 0.177
| 0.528 | 0.727 | 0.011 | 0.766 | 0.08 | 0.357 | 0.433 | 0.263 | 0.158
| 0.528 | 0.749 | 0.015 | 0.769 | 0.095 | 0.382 | 0.409 | 0.28 | 0.156
| 0.528 | 0.68 | 0.019 | 0.73 | 0.112 | 0.427 | 0.402 | 0.253 | 0.144
| 0.528 | 0.565 | 0.024 | 0.644 | 0.122 | 0.367 | 0.388 | 0.236 | 0.122
| 0.528 | 0.432 | 0.025 | 0.518 | 0.123 | 0.233 | 0.296 | 0.23 | 0.113
| 0.528 | 0.284 | 0.018 | 0.359 | 0.117 | 0.145 | 0.17 | 0.179 | 0.089
| 0.528 | 0.161 | 0.016 | 0.22 | 0.13 | 0.134 | 0.126 | 0.12 | 0.059
| 0.528 | 0.083 | 0.011 | 0.116 | 0.182 | 0.095 | 0.109 | 0.064 | 0.04
| 0.528 | 0.037 | 0.003 | 0.052 | 0.278 | 0.039 | 0.078 | 0.03 | 0.037
| 0.528 | 0.002 | 0.002 | 0.012 | 0.346 | 0.039 | 0.057 | 0.005 | 0.041
| 0.528 | 0 | 0.001 | 0 | 0.352 | 0.01 | 0.067 | 0 | 0.042
| 0.528 | 0 | 0.001 | 0 | 0.256 | 0 | 0.062 | 0 | 0.04
| 0.528 | 0 | 0.001 | 0 | 0.15 | 0 | 0.06 | 0 | 0.037
| 0.528 | 0 | 0.001 | 0 | 0.124 | 0 | 0.064 | 0 | 0.035
| 0.528 | 0 | 0.002 | 0 | 0.135 | 0 | 0.073 | 0 | 0.029
| 0.528 | 0 | 0.005 | 0 | 0.132 | 0 | 0.089 | 0 | 0.026
| 0.528 | 0 | 0.008 | 0.003 | 0.118 | 0 | 0.096 | 0 | 0.023
| 0.528 | 0.031 | 0.016 | 0.04 | 0.082 | 0.002 | 0.074 | 0 | 0.019
| 0.528 | 0.073 | 0.013 | 0.08 | 0.008 | 0.015 | 0.054 | 0.014 | 0.016
| 0.528 | 0.202 | 0.002 | 0.205 | 0 | 0.053 | 0.033 | 0.049 | 0.01
| 0.528 | 0.349 | 0.02 | 0.346 | 0 | 0.168 | 0.056 | 0.102 | 0.015
| 0.528 | 0.503 | 0.051 | 0.485 | 0 | 0.349 | 0.093 | 0.145 | 0.024
| 0.528 | 0.634 | 0.072 | 0.606 | 0.003 | 0.44 | 0.118 | 0.178 | 0.027
| 0.528 | 0.708 | 0.085 | 0.688 | 0.012 | 0.458 | 0.138 | 0.219 | 0.035
| 0.528 | 0.732 | 0.092 | 0.679 | 0.022 | 0.431 | 0.152 | 0.256 | 0.042
| 0.528 | 0.695 | 0.097 | 0.628 | 0.036 | 0.293 | 0.137 | 0.286 | 0.045
| 0.528 | 0.598 | 0.108 | 0.549 | 0.063 | 0.261 | 0.118 | 0.262 | 0.026
| 0.528 | 0.539 | 0.124 | 0.496 | 0.099 | 0.373 | 0.115 | 0.246 | 0.01
| 0.528 | 0.403 | 0.133 | 0.462 | 0.123 | 0.512 | 0.12 | 0.179 | 0.002
| 0.528 | 0.276 | 0.134 | 0.347 | 0.134 | 0.459 | 0.117 | 0.119 | 0
| 0.528 | 0.178 | 0.168 | 0.245 | 0.154 | 0.348 | 0.096 | 0.072 | 0
| 0.528 | 0.09 | 0.214 | 0.123 | 0.248 | 0.218 | 0.049 | 0.037 | 0
| 0.528 | 0.029 | 0.259 | 0.054 | 0.376 | 0.11 | 0.018 | 0.014 | 0.001
| 0.528 | 0 | 0.252 | 0.012 | 0.394 | 0.041 | 0.01 | 0.002 | 0.007
| 0.528 | 0 | 0.205 | 0 | 0.395 | 0.005 | 0.008 | 0 | 0.03
| 0.528 | 0 | 0.131 | 0 | 0.299 | 0 | 0.007 | 0 | 0.054
| 0.528 | 0 | 0.097 | 0 | 0.21 | 0 | 0.004 | 0 | 0.014
| 0.528 | 0 | 0.055 | 0 | 0.158 | 0 | 0.003 | 0 | 0
| 0.528 | 0 | 0.065 | 0 | 0.124 | 0 | 0.004 | 0 | 0.003
| 0.528 | 0 | 0.082 | 0 | 0.105 | 0 | 0.005 | 0 | 0.017
| 0.528 | 0 | 0.115 | 0.003 | 0.088 | 0 | 0.003 | 0 | 0.026
| 0.528 | 0.01 | 0.174 | 0.038 | 0.039 | 0.001 | 0 | 0 | 0.035
| 0.528 | 0.035 | 0.169 | 0.083 | 0.023 | 0.011 | 0 | 0.035 | 0.041
| 0.528 | 0.081 | 0.184 | 0.204 | 0.029 | 0.029 | 0.009 | 0.098 | 0.055
| 0.528 | 0.148 | 0.211 | 0.36 | 0.047 | 0.054 | 0.042 | 0.175 | 0.09
| 0.528 | 0.206 | 0.226 | 0.501 | 0.106 | 0.085 | 0.108 | 0.168 | 0.101
| 0.528 | 0.265 | 0.245 | 0.607 | 0.203 | 0.135 | 0.144 | 0.239 | 0.112
| 0.528 | 0.416 | 0.275 | 0.641 | 0.337 | 0.206 | 0.139 | 0.384 | 0.129
| 0.528 | 0.59 | 0.294 | 0.664 | 0.4 | 0.252 | 0.137 | 0.606 | 0.137
| 0.528 | 0.662 | 0.306 | 0.676 | 0.413 | 0.276 | 0.135 | 0.701 | 0.163
| 0.528 | 0.554 | 0.35 | 0.604 | 0.413 | 0.269 | 0.145 | 0.511 | 0.187
| 0.528 | 0.388 | 0.375 | 0.515 | 0.369 | 0.228 | 0.147 | 0.467 | 0.188
| 0.528 | 0.283 | 0.319 | 0.362 | 0.231 | 0.183 | 0.126 | 0.408 | 0.167
| 0.528 | 0.198 | 0.214 | 0.182 | 0.114 | 0.144 | 0.113 | 0.373 | 0.124
| 0.528 | 0.116 | 0.198 | 0.103 | 0.064 | 0.106 | 0.115 | 0.32 | 0.089
| 0.528 | 0.056 | 0.255 | 0.056 | 0.126 | 0.068 | 0.146 | 0.189 | 0.059
| 0.528 | 0.015 | 0.294 | 0.028 | 0.311 | 0.056 | 0.194 | 0.08 | 0.03
| 0.528 | 0 | 0.317 | 0.01 | 0.516 | 0.045 | 0.205 | 0.013 | 0.012
| 0.528 | 0 | 0.238 | 0 | 0.476 | 0.009 | 0.162 | 0 | 0.011
| 0.528 | 0 | 0.22 | 0 | 0.322 | 0 | 0.133 | 0 | 0.011
| 0.528 | 0 | 0.202 | 0 | 0.213 | 0 | 0.123 | 0 | 0.007
| 0.528 | 0 | 0.166 | 0 | 0.154 | 0 | 0.104 | 0 | 0.004
| 0.528 | 0 | 0.158 | 0 | 0.145 | 0 | 0.096 | 0 | 0.002
| 0.528 | 0 | 0.163 | 0 | 0.206 | 0 | 0.108 | 0 | 0.001
| 0.528 | 0 | 0.152 | 0 | 0.238 | 0 | 0.097 | 0 | 0.001
| 0.528 | 0.024 | 0.137 | 0.025 | 0.259 | 0.013 | 0.092 | 0.001 | 0.001
| 0.528 | 0.081 | 0.133 | 0.086 | 0.278 | 0.057 | 0.073 | 0.021 | 0.001
| 0.528 | 0.206 | 0.186 | 0.179 | 0.359 | 0.119 | 0.077 | 0.068 | 0.001
| 0.528 | 0.377 | 0.226 | 0.219 | 0.42 | 0.21 | 0.085 | 0.197 | 0.001
| 0.528 | 0.55 | 0.264 | 0.241 | 0.379 | 0.264 | 0.095 | 0.385 | 0.003
| 0.528 | 0.682 | 0.294 | 0.308 | 0.366 | 0.303 | 0.105 | 0.507 | 0.007
| 0.528 | 0.765 | 0.32 | 0.394 | 0.333 | 0.348 | 0.113 | 0.672 | 0.013
| 0.528 | 0.81 | 0.341 | 0.437 | 0.272 | 0.387 | 0.115 | 0.755 | 0.018
| 0.528 | 0.808 | 0.348 | 0.505 | 0.217 | 0.415 | 0.12 | 0.781 | 0.021
| 0.528 | 0.768 | 0.352 | 0.53 | 0.161 | 0.443 | 0.146 | 0.768 | 0.022
| 0.528 | 0.694 | 0.346 | 0.451 | 0.108 | 0.491 | 0.168 | 0.717 | 0.024
| 0.528 | 0.586 | 0.325 | 0.439 | 0.093 | 0.514 | 0.174 | 0.63 | 0.022
| 0.528 | 0.44 | 0.294 | 0.396 | 0.074 | 0.464 | 0.164 | 0.507 | 0.017
| 0.528 | 0.267 | 0.233 | 0.257 | 0.058 | 0.359 | 0.144 | 0.351 | 0.01
| 0.528 | 0.104 | 0.191 | 0.122 | 0.047 | 0.229 | 0.117 | 0.185 | 0.004
| 0.528 | 0.041 | 0.225 | 0.052 | 0.064 | 0.108 | 0.085 | 0.072 | 0.001
| 0.528 | 0.003 | 0.272 | 0.015 | 0.116 | 0.051 | 0.045 | 0.024 | 0.001
| 0.528 | 0 | 0.273 | 0 | 0.152 | 0.009 | 0.035 | 0 | 0
| 0.528 | 0 | 0.247 | 0 | 0.173 | 0 | 0.026 | 0 | 0
| 0.528 | 0 | 0.227 | 0 | 0.235 | 0 | 0.017 | 0 | 0
| 0.528 | 0 | 0.192 | 0 | 0.269 | 0 | 0.012 | 0 | 0.001
| 0.528 | 0 | 0.179 | 0 | 0.272 | 0 | 0.011 | 0 | 0.003
| 0.528 | 0 | 0.173 | 0 | 0.261 | 0 | 0.01 | 0 | 0.004
| 0.528 | 0 | 0.159 | 0.003 | 0.235 | 0 | 0.008 | 0 | 0.006
| 0.528 | 0.028 | 0.133 | 0.036 | 0.126 | 0.013 | 0.005 | 0.011 | 0.008
| 0.528 | 0.058 | 0.051 | 0.063 | 0.008 | 0.057 | 0.002 | 0.045 | 0.01
| 0.528 | 0.21 | 0.012 | 0.213 | 0 | 0.116 | 0.001 | 0.126 | 0.004
| 0.528 | 0.39 | 0.035 | 0.378 | 0.003 | 0.259 | 0.001 | 0.313 | 0.006
| 0.528 | 0.544 | 0.023 | 0.53 | 0.003 | 0.398 | 0.002 | 0.493 | 0.016
| 0.528 | 0.664 | 0.019 | 0.649 | 0.003 | 0.542 | 0.006 | 0.643 | 0.024
| 0.528 | 0.746 | 0.021 | 0.728 | 0.002 | 0.648 | 0.012 | 0.751 | 0.027
| 0.528 | 0.79 | 0.021 | 0.767 | 0.001 | 0.666 | 0.018 | 0.818 | 0.028
| 0.528 | 0.795 | 0.021 | 0.77 | 0 | 0.645 | 0.022 | 0.842 | 0.025
| 0.528 | 0.76 | 0.019 | 0.736 | 0 | 0.572 | 0.03 | 0.825 | 0.02
| 0.528 | 0.685 | 0.015 | 0.66 | 0 | 0.561 | 0.039 | 0.768 | 0.016
| 0.528 | 0.568 | 0.01 | 0.521 | 0 | 0.54 | 0.044 | 0.67 | 0.013
| 0.528 | 0.419 | 0.007 | 0.388 | 0.001 | 0.484 | 0.042 | 0.532 | 0.012
| 0.528 | 0.259 | 0.003 | 0.25 | 0.01 | 0.384 | 0.037 | 0.368 | 0.01
| 0.528 | 0.114 | 0.002 | 0.122 | 0.018 | 0.243 | 0.027 | 0.194 | 0.008
| 0.528 | 0.047 | 0 | 0.054 | 0.036 | 0.102 | 0.013 | 0.072 | 0.005
| 0.528 | 0.003 | 0 | 0.014 | 0.108 | 0.049 | 0.005 | 0.025 | 0.002
| 0.528 | 0 | 0 | 0 | 0.156 | 0.009 | 0.001 | 0 | 0.001
| 0.528 | 0 | 0 | 0 | 0.17 | 0 | 0 | 0 | 0
| 0.528 | 0 | 0 | 0 | 0.129 | 0 | 0 | 0 | 0
| 0.528 | 0 | 0 | 0 | 0.067 | 0 | 0 | 0 | 0
| 0.528 | 0 | 0 | 0 | 0.031 | 0 | 0 | 0 | 0
| 0.528 | 0 | 0 | 0 | 0.014 | 0 | 0 | 0 | 0
| 0.528 | 0 | 0 | 0.003 | 0.006 | 0 | 0 | 0 | 0.001
| 0.528 | 0.029 | 0 | 0.038 | 0.004 | 0.016 | 0 | 0.009 | 0.003
| 0.528 | 0.082 | 0.001 | 0.074 | 0 | 0.049 | 0.001 | 0.055 | 0.001
| 0.528 | 0.189 | 0.001 | 0.203 | 0 | 0.109 | 0.001 | 0.121 | 0
| 0.528 | 0.333 | 0.005 | 0.354 | 0.001 | 0.26 | 0.002 | 0.218 | 0
| 0.528 | 0.48 | 0.021 | 0.499 | 0.005 | 0.407 | 0.003 | 0.328 | 0
| 0.528 | 0.551 | 0.021 | 0.607 | 0.007 | 0.52 | 0.003 | 0.431 | 0
| 0.528 | 0.553 | 0.025 | 0.674 | 0.007 | 0.603 | 0.002 | 0.486 | 0.003
| 0.528 | 0.447 | 0.029 | 0.705 | 0.006 | 0.646 | 0.001 | 0.567 | 0.008
| 0.528 | 0.369 | 0.026 | 0.703 | 0.006 | 0.629 | 0.001 | 0.585 | 0.011
| 0.528 | 0.329 | 0.025 | 0.671 | 0.008 | 0.607 | 0.001 | 0.521 | 0.016
| 0.528 | 0.252 | 0.026 | 0.6 | 0.011 | 0.553 | 0.002 | 0.35 | 0.018
| 0.528 | 0.177 | 0.024 | 0.494 | 0.014 | 0.457 | 0.004 | 0.237 | 0.012
| 0.528 | 0.1 | 0.027 | 0.358 | 0.019 | 0.329 | 0.007 | 0.162 | 0.005
| 0.528 | 0.061 | 0.028 | 0.226 | 0.028 | 0.231 | 0.01 | 0.134 | 0.002
| 0.528 | 0.032 | 0.026 | 0.118 | 0.027 | 0.138 | 0.016 | 0.081 | 0.001
| 0.528 | 0.011 | 0.041 | 0.048 | 0.017 | 0.068 | 0.014 | 0.038 | 0
| 0.528 | 0 | 0.047 | 0.008 | 0.013 | 0.025 | 0.009 | 0.005 | 0
| 0.528 | 0 | 0.044 | 0 | 0.012 | 0.002 | 0.008 | 0 | 0
| 0.528 | 0 | 0.034 | 0 | 0.017 | 0 | 0.005 | 0 | 0.008
| 0.528 | 0 | 0.026 | 0 | 0.036 | 0 | 0.002 | 0 | 0.017
| 0.528 | 0 | 0.027 | 0 | 0.057 | 0 | 0.001 | 0 | 0.007
| 0.528 | 0 | 0.036 | 0 | 0.067 | 0 | 0.001 | 0 | 0.001
| 0.528 | 0 | 0.063 | 0 | 0.052 | 0 | 0.001 | 0 | 0
| 0.528 | 0 | 0.103 | 0.002 | 0.039 | 0 | 0.002 | 0 | 0
| 0.528 | 0.033 | 0.12 | 0.039 | 0.021 | 0.009 | 0.002 | 0.008 | 0
| 0.528 | 0.082 | 0.051 | 0.091 | 0.003 | 0.04 | 0.002 | 0.059 | 0.001
| 0.528 | 0.206 | 0.055 | 0.203 | 0 | 0.055 | 0.001 | 0.138 | 0.004
| 0.528 | 0.356 | 0.085 | 0.331 | 0 | 0.074 | 0.001 | 0.26 | 0.015
| 0.528 | 0.472 | 0.124 | 0.421 | 0.001 | 0.093 | 0.003 | 0.343 | 0.017
| 0.528 | 0.536 | 0.144 | 0.413 | 0.011 | 0.109 | 0.016 | 0.421 | 0.018
| 0.528 | 0.556 | 0.155 | 0.367 | 0.012 | 0.147 | 0.034 | 0.512 | 0.024
| 0.528 | 0.484 | 0.162 | 0.28 | 0.008 | 0.231 | 0.038 | 0.576 | 0.03
| 0.528 | 0.494 | 0.165 | 0.245 | 0.003 | 0.386 | 0.037 | 0.636 | 0.029
| 0.528 | 0.468 | 0.154 | 0.217 | 0.001 | 0.375 | 0.023 | 0.659 | 0.024
| 0.528 | 0.472 | 0.139 | 0.226 | 0 | 0.363 | 0.013 | 0.635 | 0.018
| 0.528 | 0.435 | 0.13 | 0.202 | 0 | 0.281 | 0.012 | 0.538 | 0.014
| 0.528 | 0.325 | 0.12 | 0.158 | 0 | 0.218 | 0.014 | 0.428 | 0.011
| 0.528 | 0.209 | 0.105 | 0.114 | 0.011 | 0.164 | 0.021 | 0.268 | 0.007
| 0.528 | 0.112 | 0.097 | 0.061 | 0.024 | 0.109 | 0.033 | 0.154 | 0.005
| 0.528 | 0.043 | 0.164 | 0.027 | 0.029 | 0.055 | 0.044 | 0.074 | 0.003
| 0.528 | 0.002 | 0.261 | 0.004 | 0.032 | 0.02 | 0.056 | 0.019 | 0.002
| 0.528 | 0 | 0.302 | 0 | 0.037 | 0.002 | 0.062 | 0 | 0.001
| 0.528 | 0 | 0.256 | 0 | 0.041 | 0 | 0.06 | 0 | 0
| 0.528 | 0 | 0.242 | 0 | 0.04 | 0 | 0.055 | 0 | 0
| 0.528 | 0 | 0.241 | 0 | 0.035 | 0 | 0.047 | 0 | 0
| 0.528 | 0 | 0.22 | 0 | 0.029 | 0 | 0.039 | 0 | 0
| 0.528 | 0 | 0.198 | 0 | 0.029 | 0 | 0.033 | 0 | 0
| 0.528 | 0 | 0.176 | 0 | 0.042 | 0 | 0.027 | 0 | 0
| 0.528 | 0.026 | 0.124 | 0.014 | 0.048 | 0.008 | 0.018 | 0.004 | 0
| 0.528 | 0.07 | 0.073 | 0.039 | 0.019 | 0.043 | 0.008 | 0.045 | 0
| 0.528 | 0.141 | 0.104 | 0.081 | 0.004 | 0.094 | 0.006 | 0.125 | 0
| 0.528 | 0.27 | 0.169 | 0.142 | 0.001 | 0.191 | 0.004 | 0.233 | 0
| 0.528 | 0.474 | 0.221 | 0.199 | 0 | 0.249 | 0.001 | 0.287 | 0.003
| 0.528 | 0.621 | 0.241 | 0.27 | 0 | 0.278 | 0.001 | 0.388 | 0.01
| 0.528 | 0.705 | 0.236 | 0.273 | 0 | 0.308 | 0.001 | 0.601 | 0.027
| 0.528 | 0.74 | 0.233 | 0.291 | 0.001 | 0.35 | 0.003 | 0.633 | 0.052
| 0.528 | 0.687 | 0.22 | 0.217 | 0.001 | 0.36 | 0.006 | 0.651 | 0.073
| 0.528 | 0.549 | 0.22 | 0.138 | 0.003 | 0.328 | 0.011 | 0.643 | 0.087
| 0.528 | 0.396 | 0.221 | 0.099 | 0.003 | 0.275 | 0.019 | 0.548 | 0.089
| 0.528 | 0.279 | 0.195 | 0.087 | 0.003 | 0.195 | 0.027 | 0.457 | 0.082
| 0.528 | 0.177 | 0.168 | 0.095 | 0.003 | 0.146 | 0.035 | 0.343 | 0.063
| 0.528 | 0.111 | 0.182 | 0.09 | 0.005 | 0.1 | 0.037 | 0.226 | 0.041
| 0.528 | 0.062 | 0.215 | 0.064 | 0.017 | 0.067 | 0.035 | 0.131 | 0.022
| 0.528 | 0.022 | 0.266 | 0.024 | 0.069 | 0.038 | 0.033 | 0.059 | 0.006
| 0.528 | 0 | 0.302 | 0.002 | 0.149 | 0.014 | 0.044 | 0.016 | 0.002
| 0.528 | 0 | 0.296 | 0 | 0.188 | 0.001 | 0.055 | 0 | 0.002
| 0.528 | 0 | 0.249 | 0 | 0.202 | 0 | 0.06 | 0 | 0.002
| 0.528 | 0 | 0.217 | 0 | 0.189 | 0 | 0.062 | 0 | 0.001
| 0.528 | 0 | 0.201 | 0 | 0.206 | 0 | 0.066 | 0 | 0.001
| 0.528 | 0 | 0.178 | 0 | 0.209 | 0 | 0.064 | 0 | 0.001
| 0.528 | 0 | 0.157 | 0 | 0.225 | 0 | 0.058 | 0 | 0
| 0.528 | 0 | 0.137 | 0 | 0.223 | 0 | 0.049 | 0 | 0
| 0.528 | 0.021 | 0.113 | 0.009 | 0.241 | 0.014 | 0.045 | 0.002 | 0
| 0.528 | 0.081 | 0.072 | 0.026 | 0.249 | 0.058 | 0.038 | 0.029 | 0
| 0.528 | 0.199 | 0.097 | 0.054 | 0.235 | 0.123 | 0.03 | 0.069 | 0.001
| 0.528 | 0.368 | 0.121 | 0.089 | 0.19 | 0.247 | 0.045 | 0.134 | 0.001
| 0.528 | 0.53 | 0.13 | 0.128 | 0.176 | 0.368 | 0.05 | 0.213 | 0.001
| 0.528 | 0.64 | 0.147 | 0.165 | 0.197 | 0.466 | 0.059 | 0.373 | 0.004
| 0.528 | 0.696 | 0.154 | 0.176 | 0.219 | 0.531 | 0.073 | 0.55 | 0.012
| 0.528 | 0.719 | 0.162 | 0.163 | 0.201 | 0.531 | 0.086 | 0.669 | 0.022
| 0.528 | 0.746 | 0.156 | 0.164 | 0.172 | 0.433 | 0.102 | 0.606 | 0.034
| 0.528 | 0.705 | 0.155 | 0.167 | 0.143 | 0.31 | 0.115 | 0.457 | 0.035
| 0.528 | 0.637 | 0.16 | 0.175 | 0.099 | 0.296 | 0.102 | 0.324 | 0.03
| 0.528 | 0.531 | 0.163 | 0.202 | 0.06 | 0.304 | 0.085 | 0.231 | 0.023
| 0.528 | 0.391 | 0.164 | 0.209 | 0.033 | 0.314 | 0.072 | 0.206 | 0.015
| 0.528 | 0.238 | 0.122 | 0.184 | 0.01 | 0.239 | 0.061 | 0.155 | 0.007
| 0.528 | 0.107 | 0.105 | 0.123 | 0.001 | 0.192 | 0.047 | 0.137 | 0.001
| 0.528 | 0.042 | 0.137 | 0.056 | 0 | 0.112 | 0.037 | 0.08 | 0
| 0.528 | 0.003 | 0.154 | 0.012 | 0 | 0.049 | 0.026 | 0.025 | 0
| 0.528 | 0 | 0.142 | 0 | 0.003 | 0.009 | 0.028 | 0 | 0
| 0.528 | 0 | 0.111 | 0 | 0.034 | 0 | 0.025 | 0 | 0
| 0.528 | 0 | 0.094 | 0 | 0.106 | 0 | 0.02 | 0 | 0
| 0.528 | 0 | 0.071 | 0 | 0.176 | 0 | 0.018 | 0 | 0.002
| 0.528 | 0 | 0.058 | 0 | 0.192 | 0 | 0.012 | 0 | 0.005
| 0.528 | 0 | 0.059 | 0 | 0.184 | 0 | 0.003 | 0 | 0.009
| 0.528 | 0 | 0.058 | 0.003 | 0.156 | 0 | 0 | 0 | 0.011
| 0.528 | 0.027 | 0.056 | 0.038 | 0.101 | 0.014 | 0 | 0.003 | 0.016
| 0.528 | 0.061 | 0.027 | 0.071 | 0.018 | 0.059 | 0 | 0.026 | 0.015
| 0.528 | 0.205 | 0.001 | 0.209 | 0.001 | 0.114 | 0 | 0.061 | 0.007
| 0.528 | 0.379 | 0.006 | 0.363 | 0.007 | 0.187 | 0 | 0.094 | 0.001
| 0.528 | 0.527 | 0.009 | 0.509 | 0.009 | 0.251 | 0.005 | 0.13 | 0.001
| 0.528 | 0.62 | 0.011 | 0.622 | 0.016 | 0.323 | 0.013 | 0.187 | 0.008
| 0.528 | 0.701 | 0.013 | 0.67 | 0.03 | 0.496 | 0.02 | 0.306 | 0.025
| 0.528 | 0.736 | 0.013 | 0.676 | 0.047 | 0.434 | 0.017 | 0.391 | 0.039
| 0.528 | 0.753 | 0.012 | 0.635 | 0.058 | 0.284 | 0.01 | 0.329 | 0.024
| 0.528 | 0.722 | 0.008 | 0.557 | 0.058 | 0.216 | 0.004 | 0.353 | 0.016
| 0.528 | 0.605 | 0.004 | 0.461 | 0.054 | 0.182 | 0.001 | 0.436 | 0.012
| 0.528 | 0.476 | 0.002 | 0.311 | 0.054 | 0.175 | 0 | 0.501 | 0.011
| 0.528 | 0.335 | 0.001 | 0.146 | 0.061 | 0.225 | 0 | 0.347 | 0.008
| 0.528 | 0.23 | 0.001 | 0.1 | 0.084 | 0.215 | 0 | 0.222 | 0.006
| 0.528 | 0.115 | 0.005 | 0.095 | 0.113 | 0.162 | 0 | 0.135 | 0.005
| 0.528 | 0.042 | 0.006 | 0.054 | 0.183 | 0.094 | 0.001 | 0.066 | 0.003
| 0.528 | 0.002 | 0.073 | 0.01 | 0.278 | 0.04 | 0.001 | 0.017 | 0.008
| 0.528 | 0 | 0.163 | 0 | 0.337 | 0.005 | 0.003 | 0 | 0.016
| 0.528 | 0 | 0.174 | 0 | 0.302 | 0 | 0.004 | 0 | 0.025
| 0.528 | 0 | 0.168 | 0 | 0.183 | 0 | 0.004 | 0 | 0.026
| 0.528 | 0 | 0.169 | 0 | 0.093 | 0 | 0.005 | 0 | 0.02
| 0.528 | 0 | 0.172 | 0 | 0.055 | 0 | 0.007 | 0 | 0.012
| 0.528 | 0 | 0.201 | 0 | 0.025 | 0 | 0.011 | 0 | 0.004
| 0.528 | 0 | 0.29 | 0.002 | 0.021 | 0 | 0.014 | 0 | 0.023
| 0.528 | 0.021 | 0.227 | 0.04 | 0.006 | 0.01 | 0.016 | 0.002 | 0.038
| 0.528 | 0.054 | 0.079 | 0.087 | 0.004 | 0.049 | 0.011 | 0.017 | 0.054
| 0.528 | 0.078 | 0.043 | 0.199 | 0.006 | 0.102 | 0.006 | 0.029 | 0.045
| 0.528 | 0.1 | 0.014 | 0.272 | 0.016 | 0.156 | 0.016 | 0.044 | 0.012
| 0.528 | 0.195 | 0.005 | 0.313 | 0.045 | 0.181 | 0.04 | 0.061 | 0
| 0.528 | 0.415 | 0.034 | 0.442 | 0.12 | 0.177 | 0.044 | 0.119 | 0
| 0.528 | 0.472 | 0.078 | 0.581 | 0.261 | 0.185 | 0.044 | 0.169 | 0.017
| 0.528 | 0.302 | 0.078 | 0.518 | 0.351 | 0.243 | 0.041 | 0.287 | 0.046
| 0.528 | 0.3 | 0.076 | 0.51 | 0.398 | 0.393 | 0.034 | 0.338 | 0.067
| 0.528 | 0.457 | 0.095 | 0.417 | 0.318 | 0.397 | 0.02 | 0.361 | 0.08
| 0.528 | 0.506 | 0.118 | 0.272 | 0.179 | 0.388 | 0.008 | 0.372 | 0.089
| 0.528 | 0.467 | 0.117 | 0.131 | 0.107 | 0.362 | 0.009 | 0.38 | 0.101
| 0.528 | 0.359 | 0.095 | 0.075 | 0.066 | 0.269 | 0.004 | 0.292 | 0.093
| 0.528 | 0.213 | 0.065 | 0.051 | 0.055 | 0.119 | 0 | 0.161 | 0.064
| 0.528 | 0.103 | 0.042 | 0.03 | 0.096 | 0.063 | 0 | 0.088 | 0.032
| 0.528 | 0.037 | 0.021 | 0.015 | 0.187 | 0.036 | 0.001 | 0.051 | 0.009
| 0.528 | 0.001 | 0.012 | 0.003 | 0.178 | 0.028 | 0.003 | 0.015 | 0.002
| 0.528 | 0 | 0.011 | 0 | 0.118 | 0.002 | 0.007 | 0 | 0
| 0.528 | 0 | 0.047 | 0 | 0.076 | 0 | 0.009 | 0 | 0
| 0.528 | 0 | 0.138 | 0 | 0.045 | 0 | 0.009 | 0 | 0
| 0.528 | 0 | 0.167 | 0 | 0.021 | 0 | 0.009 | 0 | 0
| 0.528 | 0 | 0.156 | 0 | 0.006 | 0 | 0.011 | 0 | 0.001
| 0.528 | 0 | 0.122 | 0 | 0.001 | 0 | 0.01 | 0 | 0.004
| 0.528 | 0 | 0.093 | 0 | 0.001 | 0 | 0.01 | 0 | 0.003
| 0.528 | 0.024 | 0.07 | 0.024 | 0 | 0.002 | 0.011 | 0.003 | 0.001
| 0.528 | 0.078 | 0.045 | 0.071 | 0 | 0.018 | 0.01 | 0.055 | 0.001
| 0.528 | 0.205 | 0.049 | 0.142 | 0 | 0.049 | 0.009 | 0.136 | 0.003
| 0.528 | 0.371 | 0.087 | 0.231 | 0 | 0.093 | 0.006 | 0.251 | 0.011
| 0.528 | 0.514 | 0.125 | 0.276 | 0 | 0.141 | 0.006 | 0.313 | 0.018
| 0.528 | 0.596 | 0.149 | 0.353 | 0 | 0.225 | 0.015 | 0.305 | 0.023
| 0.528 | 0.578 | 0.178 | 0.509 | 0 | 0.255 | 0.03 | 0.334 | 0.023
| 0.528 | 0.522 | 0.209 | 0.559 | 0 | 0.275 | 0.05 | 0.363 | 0.023
| 0.528 | 0.538 | 0.225 | 0.568 | 0 | 0.265 | 0.07 | 0.376 | 0.022
| 0.528 | 0.532 | 0.241 | 0.574 | 0.001 | 0.273 | 0.086 | 0.399 | 0.023
| 0.528 | 0.48 | 0.296 | 0.514 | 0.001 | 0.283 | 0.093 | 0.441 | 0.028
| 0.528 | 0.402 | 0.364 | 0.441 | 0.002 | 0.27 | 0.097 | 0.422 | 0.033
| 0.528 | 0.32 | 0.413 | 0.251 | 0.003 | 0.208 | 0.093 | 0.331 | 0.036
| 0.528 | 0.223 | 0.434 | 0.141 | 0.011 | 0.135 | 0.077 | 0.208 | 0.034
| 0.528 | 0.111 | 0.436 | 0.069 | 0.027 | 0.067 | 0.059 | 0.101 | 0.021
| 0.528 | 0.043 | 0.398 | 0.029 | 0.077 | 0.031 | 0.047 | 0.04 | 0.005
| 0.528 | 0.002 | 0.388 | 0.004 | 0.197 | 0.011 | 0.033 | 0.013 | 0.001
| 0.528 | 0 | 0.395 | 0 | 0.298 | 0 | 0.025 | 0 | 0.001
| 0.528 | 0 | 0.388 | 0 | 0.284 | 0 | 0.026 | 0 | 0
| 0.528 | 0 | 0.379 | 0 | 0.248 | 0 | 0.03 | 0 | 0
| 0.528 | 0 | 0.367 | 0 | 0.161 | 0 | 0.036 | 0 | 0.001
| 0.528 | 0 | 0.347 | 0 | 0.158 | 0 | 0.033 | 0 | 0.001
| 0.528 | 0 | 0.344 | 0 | 0.185 | 0 | 0.036 | 0 | 0.001
| 0.528 | 0 | 0.339 | 0 | 0.182 | 0 | 0.038 | 0 | 0.001
| 0.528 | 0.023 | 0.327 | 0.026 | 0.15 | 0 | 0.042 | 0.001 | 0.001
| 0.528 | 0.075 | 0.379 | 0.075 | 0.194 | 0.007 | 0.043 | 0.024 | 0.001
| 0.528 | 0.203 | 0.464 | 0.131 | 0.21 | 0.029 | 0.058 | 0.067 | 0.001
| 0.528 | 0.375 | 0.568 | 0.187 | 0.266 | 0.086 | 0.087 | 0.127 | 0.009
| 0.528 | 0.536 | 0.662 | 0.232 | 0.352 | 0.104 | 0.094 | 0.151 | 0.018
| 0.528 | 0.654 | 0.692 | 0.285 | 0.41 | 0.119 | 0.112 | 0.181 | 0.019
| 0.528 | 0.71 | 0.683 | 0.355 | 0.443 | 0.156 | 0.122 | 0.249 | 0.024
| 0.528 | 0.725 | 0.649 | 0.419 | 0.457 | 0.176 | 0.136 | 0.372 | 0.028
| 0.528 | 0.729 | 0.623 | 0.42 | 0.46 | 0.192 | 0.172 | 0.466 | 0.03
| 0.528 | 0.704 | 0.58 | 0.391 | 0.42 | 0.194 | 0.192 | 0.539 | 0.028
| 0.528 | 0.646 | 0.552 | 0.344 | 0.341 | 0.196 | 0.195 | 0.602 | 0.026
| 0.528 | 0.548 | 0.519 | 0.287 | 0.245 | 0.169 | 0.184 | 0.553 | 0.024
| 0.528 | 0.413 | 0.469 | 0.222 | 0.136 | 0.135 | 0.172 | 0.433 | 0.021
| 0.528 | 0.256 | 0.367 | 0.152 | 0.062 | 0.095 | 0.149 | 0.3 | 0.015
| 0.528 | 0.112 | 0.219 | 0.085 | 0.053 | 0.06 | 0.117 | 0.15 | 0.009
| 0.528 | 0.044 | 0.199 | 0.034 | 0.11 | 0.03 | 0.079 | 0.067 | 0.004
| 0.528 | 0.002 | 0.233 | 0.005 | 0.214 | 0.009 | 0.057 | 0.016 | 0.002
| 0.528 | 0 | 0.277 | 0 | 0.281 | 0 | 0.052 | 0 | 0.001
| 0.528 | 0 | 0.287 | 0 | 0.285 | 0 | 0.045 | 0 | 0
| 0.528 | 0 | 0.274 | 0 | 0.264 | 0 | 0.039 | 0 | 0
| 0.528 | 0 | 0.265 | 0 | 0.236 | 0 | 0.031 | 0 | 0
| 0.528 | 0 | 0.265 | 0 | 0.241 | 0 | 0.021 | 0 | 0
| 0.528 | 0 | 0.269 | 0 | 0.274 | 0 | 0.012 | 0 | 0
| 0.528 | 0 | 0.249 | 0 | 0.32 | 0 | 0.005 | 0 | 0.002
| 0.528 | 0.024 | 0.163 | 0.01 | 0.302 | 0.002 | 0.003 | 0.005 | 0.004
| 0.528 | 0.077 | 0.064 | 0.045 | 0.218 | 0.022 | 0.001 | 0.041 | 0.008
| 0.528 | 0.169 | 0.066 | 0.104 | 0.155 | 0.054 | 0 | 0.092 | 0.009
| 0.528 | 0.27 | 0.223 | 0.17 | 0.155 | 0.108 | 0 | 0.158 | 0.011
| 0.528 | 0.399 | 0.363 | 0.194 | 0.123 | 0.159 | 0 | 0.208 | 0.019
| 0.528 | 0.524 | 0.431 | 0.17 | 0.1 | 0.264 | 0 | 0.218 | 0.027
| 0.528 | 0.588 | 0.448 | 0.169 | 0.093 | 0.379 | 0 | 0.241 | 0.032
| 0.528 | 0.615 | 0.454 | 0.194 | 0.079 | 0.404 | 0 | 0.254 | 0.03
| 0.528 | 0.647 | 0.471 | 0.207 | 0.068 | 0.406 | 0 | 0.275 | 0.027
| 0.528 | 0.605 | 0.488 | 0.236 | 0.067 | 0.362 | 0.001 | 0.287 | 0.033
| 0.528 | 0.54 | 0.505 | 0.251 | 0.064 | 0.329 | 0.003 | 0.285 | 0.041
| 0.528 | 0.465 | 0.523 | 0.266 | 0.055 | 0.278 | 0.005 | 0.277 | 0.041
| 0.528 | 0.344 | 0.477 | 0.28 | 0.039 | 0.257 | 0.005 | 0.199 | 0.035
| 0.528 | 0.186 | 0.318 | 0.217 | 0.023 | 0.215 | 0.004 | 0.151 | 0.024
| 0.528 | 0.088 | 0.235 | 0.117 | 0.003 | 0.137 | 0.002 | 0.092 | 0.011
| 0.528 | 0.034 | 0.201 | 0.055 | 0.002 | 0.074 | 0 | 0.045 | 0.013
| 0.528 | 0.001 | 0.174 | 0.011 | 0.002 | 0.039 | 0 | 0.016 | 0.045
| 0.528 | 0 | 0.171 | 0 | 0.001 | 0.005 | 0 | 0 | 0.061
| 0.528 | 0 | 0.163 | 0 | 0.006 | 0 | 0 | 0 | 0.042
| 0.528 | 0 | 0.167 | 0 | 0.063 | 0 | 0 | 0 | 0.017
| 0.528 | 0 | 0.124 | 0 | 0.163 | 0 | 0 | 0 | 0.004
| 0.528 | 0 | 0.121 | 0 | 0.22 | 0 | 0 | 0 | 0.001
| 0.528 | 0 | 0.109 | 0 | 0.235 | 0 | 0.001 | 0 | 0
| 0.528 | 0 | 0.09 | 0.001 | 0.24 | 0 | 0.006 | 0 | 0
| 0.528 | 0.02 | 0.063 | 0.035 | 0.188 | 0.008 | 0.013 | 0.002 | 0
| 0.528 | 0.071 | 0.033 | 0.085 | 0.042 | 0.044 | 0.017 | 0.042 | 0
| 0.528 | 0.195 | 0.066 | 0.194 | 0.014 | 0.097 | 0.017 | 0.123 | 0
| 0.528 | 0.352 | 0.093 | 0.317 | 0.042 | 0.199 | 0.058 | 0.244 | 0.001
| 0.528 | 0.505 | 0.139 | 0.415 | 0.052 | 0.32 | 0.073 | 0.389 | 0.005
| 0.528 | 0.6 | 0.184 | 0.497 | 0.058 | 0.464 | 0.068 | 0.478 | 0.006
| 0.528 | 0.647 | 0.197 | 0.53 | 0.064 | 0.592 | 0.061 | 0.49 | 0.005
| 0.528 | 0.693 | 0.194 | 0.536 | 0.075 | 0.717 | 0.058 | 0.626 | 0.003
| 0.528 | 0.696 | 0.195 | 0.499 | 0.1 | 0.769 | 0.059 | 0.677 | 0.004
| 0.528 | 0.676 | 0.191 | 0.481 | 0.131 | 0.774 | 0.061 | 0.589 | 0.005
| 0.528 | 0.598 | 0.19 | 0.438 | 0.138 | 0.75 | 0.061 | 0.533 | 0.005
| 0.528 | 0.508 | 0.183 | 0.42 | 0.12 | 0.675 | 0.058 | 0.465 | 0.004
| 0.528 | 0.385 | 0.164 | 0.324 | 0.09 | 0.557 | 0.054 | 0.279 | 0.003
| 0.528 | 0.238 | 0.128 | 0.203 | 0.05 | 0.413 | 0.048 | 0.214 | 0.001
| 0.528 | 0.106 | 0.115 | 0.114 | 0.028 | 0.253 | 0.038 | 0.14 | 0
| 0.528 | 0.04 | 0.162 | 0.05 | 0.026 | 0.105 | 0.034 | 0.068 | 0
| 0.528 | 0.002 | 0.218 | 0.009 | 0.017 | 0.049 | 0.034 | 0.015 | 0
| 0.528 | 0 | 0.249 | 0 | 0.022 | 0.007 | 0.027 | 0 | 0
| 0.528 | 0 | 0.259 | 0 | 0.08 | 0 | 0.011 | 0 | 0
| 0.528 | 0 | 0.264 | 0 | 0.214 | 0 | 0.003 | 0 | 0
| 0.528 | 0 | 0.267 | 0 | 0.362 | 0 | 0.001 | 0 | 0
| 0.528 | 0 | 0.258 | 0 | 0.427 | 0 | 0.001 | 0 | 0
| 0.528 | 0 | 0.255 | 0 | 0.441 | 0 | 0.001 | 0 | 0
| 0.528 | 0 | 0.243 | 0.001 | 0.434 | 0 | 0.001 | 0 | 0
| 0.528 | 0.025 | 0.203 | 0.034 | 0.293 | 0.006 | 0.002 | 0.004 | 0
| 0.528 | 0.058 | 0.089 | 0.065 | 0.072 | 0.023 | 0.003 | 0.041 | 0
| 0.528 | 0.196 | 0.027 | 0.204 | 0.005 | 0.063 | 0.005 | 0.083 | 0.001
| 0.528 | 0.358 | 0.047 | 0.365 | 0.025 | 0.11 | 0.007 | 0.137 | 0.001
| 0.528 | 0.511 | 0.055 | 0.511 | 0.077 | 0.166 | 0.018 | 0.201 | 0.006
| 0.528 | 0.646 | 0.053 | 0.628 | 0.089 | 0.22 | 0.027 | 0.276 | 0.02
| 0.528 | 0.734 | 0.053 | 0.708 | 0.101 | 0.249 | 0.035 | 0.246 | 0.025
| 0.528 | 0.769 | 0.056 | 0.75 | 0.1 | 0.25 | 0.046 | 0.242 | 0.025
| 0.528 | 0.732 | 0.069 | 0.75 | 0.086 | 0.23 | 0.058 | 0.272 | 0.026
| 0.528 | 0.648 | 0.087 | 0.698 | 0.068 | 0.258 | 0.062 | 0.263 | 0.031
| 0.528 | 0.601 | 0.09 | 0.577 | 0.054 | 0.311 | 0.06 | 0.271 | 0.05
| 0.528 | 0.486 | 0.086 | 0.418 | 0.039 | 0.215 | 0.045 | 0.195 | 0.057
| 0.528 | 0.378 | 0.079 | 0.288 | 0.029 | 0.151 | 0.03 | 0.188 | 0.054
| 0.528 | 0.243 | 0.062 | 0.2 | 0.019 | 0.093 | 0.018 | 0.117 | 0.038
| 0.528 | 0.101 | 0.059 | 0.102 | 0.011 | 0.051 | 0.014 | 0.106 | 0.029
| 0.528 | 0.038 | 0.086 | 0.045 | 0.008 | 0.026 | 0.016 | 0.052 | 0.015
| 0.528 | 0.001 | 0.115 | 0.008 | 0.014 | 0.008 | 0.024 | 0.012 | 0.013
| 0.528 | 0 | 0.124 | 0 | 0.014 | 0 | 0.032 | 0 | 0.014
| 0.528 | 0 | 0.125 | 0 | 0.004 | 0 | 0.03 | 0 | 0.009
| 0.528 | 0 | 0.134 | 0 | 0 | 0 | 0.03 | 0 | 0.007
| 0.528 | 0 | 0.161 | 0 | 0 | 0 | 0.029 | 0 | 0.006
| 0.528 | 0 | 0.201 | 0 | 0.001 | 0 | 0.035 | 0 | 0.004
| 0.528 | 0 | 0.235 | 0 | 0.001 | 0 | 0.047 | 0 | 0.002
| 0.528 | 0 | 0.265 | 0 | 0 | 0 | 0.059 | 0 | 0.001
| 0.528 | 0.024 | 0.278 | 0.033 | 0 | 0.005 | 0.059 | 0 | 0.001
| 0.528 | 0.057 | 0.183 | 0.081 | 0.001 | 0.039 | 0.045 | 0.014 | 0
| 0.528 | 0.195 | 0.076 | 0.188 | 0 | 0.101 | 0.046 | 0.046 | 0.001
| 0.528 | 0.369 | 0.117 | 0.326 | 0 | 0.198 | 0.078 | 0.12 | 0.001
| 0.528 | 0.528 | 0.222 | 0.452 | 0.005 | 0.306 | 0.087 | 0.143 | 0.002
| 0.528 | 0.655 | 0.331 | 0.499 | 0.029 | 0.459 | 0.097 | 0.143 | 0.005
| 0.528 | 0.742 | 0.406 | 0.611 | 0.064 | 0.586 | 0.099 | 0.176 | 0.006
| 0.528 | 0.789 | 0.444 | 0.684 | 0.086 | 0.6 | 0.093 | 0.224 | 0.008
| 0.528 | 0.795 | 0.468 | 0.627 | 0.099 | 0.471 | 0.088 | 0.264 | 0.012
| 0.528 | 0.758 | 0.485 | 0.496 | 0.104 | 0.363 | 0.083 | 0.292 | 0.02
| 0.528 | 0.687 | 0.494 | 0.391 | 0.102 | 0.281 | 0.073 | 0.318 | 0.036
| 0.528 | 0.576 | 0.494 | 0.339 | 0.083 | 0.202 | 0.065 | 0.31 | 0.057
| 0.528 | 0.429 | 0.461 | 0.326 | 0.062 | 0.146 | 0.057 | 0.253 | 0.077
| 0.528 | 0.261 | 0.386 | 0.246 | 0.047 | 0.103 | 0.052 | 0.172 | 0.082
| 0.528 | 0.101 | 0.336 | 0.123 | 0.04 | 0.064 | 0.046 | 0.112 | 0.072
| 0.528 | 0.037 | 0.316 | 0.051 | 0.09 | 0.036 | 0.039 | 0.055 | 0.034
| 0.528 | 0.001 | 0.278 | 0.005 | 0.175 | 0.016 | 0.032 | 0.01 | 0.018
| 0.528 | 0 | 0.268 | 0 | 0.231 | 0.001 | 0.035 | 0 | 0.018
| 0.528 | 0 | 0.285 | 0 | 0.236 | 0 | 0.045 | 0 | 0.014
| 0.528 | 0 | 0.297 | 0 | 0.227 | 0 | 0.053 | 0 | 0.011
| 0.528 | 0 | 0.308 | 0 | 0.237 | 0 | 0.058 | 0 | 0.009
| 0.528 | 0 | 0.302 | 0 | 0.278 | 0 | 0.066 | 0 | 0.004
| 0.528 | 0 | 0.254 | 0 | 0.334 | 0 | 0.064 | 0 | 0.003
| 0.528 | 0 | 0.207 | 0 | 0.241 | 0 | 0.065 | 0 | 0.003
| 0.528 | 0.023 | 0.176 | 0.031 | 0.21 | 0.005 | 0.069 | 0 | 0.003
| 0.528 | 0.062 | 0.249 | 0.083 | 0.433 | 0.041 | 0.068 | 0.017 | 0.003
| 0.528 | 0.202 | 0.335 | 0.206 | 0.568 | 0.102 | 0.061 | 0.055 | 0.005
| 0.528 | 0.385 | 0.406 | 0.368 | 0.663 | 0.229 | 0.086 | 0.093 | 0.011
| 0.528 | 0.548 | 0.488 | 0.519 | 0.709 | 0.403 | 0.091 | 0.119 | 0.021
| 0.528 | 0.659 | 0.558 | 0.631 | 0.715 | 0.552 | 0.091 | 0.149 | 0.028
| 0.528 | 0.714 | 0.626 | 0.67 | 0.73 | 0.665 | 0.096 | 0.241 | 0.044
| 0.528 | 0.713 | 0.679 | 0.593 | 0.737 | 0.717 | 0.096 | 0.524 | 0.066
| 0.528 | 0.669 | 0.7 | 0.506 | 0.714 | 0.715 | 0.108 | 0.729 | 0.098
| 0.528 | 0.645 | 0.7 | 0.384 | 0.682 | 0.686 | 0.119 | 0.746 | 0.125
| 0.528 | 0.572 | 0.692 | 0.246 | 0.653 | 0.664 | 0.129 | 0.68 | 0.141
| 0.528 | 0.451 | 0.684 | 0.149 | 0.594 | 0.569 | 0.13 | 0.578 | 0.133
| 0.528 | 0.264 | 0.612 | 0.08 | 0.547 | 0.451 | 0.13 | 0.469 | 0.106
| 0.528 | 0.136 | 0.544 | 0.037 | 0.538 | 0.306 | 0.122 | 0.281 | 0.083
| 0.528 | 0.062 | 0.488 | 0.018 | 0.568 | 0.181 | 0.103 | 0.156 | 0.059
| 0.528 | 0.029 | 0.46 | 0.005 | 0.652 | 0.097 | 0.096 | 0.067 | 0.029
| 0.528 | 0.001 | 0.481 | 0 | 0.729 | 0.042 | 0.096 | 0.019 | 0.032
| 0.528 | 0 | 0.501 | 0 | 0.782 | 0.004 | 0.101 | 0 | 0.034
| 0.528 | 0 | 0.528 | 0 | 0.813 | 0 | 0.096 | 0 | 0.03
| 0.528 | 0 | 0.54 | 0 | 0.806 | 0 | 0.088 | 0 | 0.026
| 0.528 | 0 | 0.527 | 0 | 0.739 | 0 | 0.078 | 0 | 0.02
| 0.528 | 0 | 0.498 | 0 | 0.666 | 0 | 0.069 | 0 | 0.014
| 0.528 | 0 | 0.367 | 0 | 0.584 | 0 | 0.068 | 0 | 0.013
| 0.528 | 0 | 0.197 | 0 | 0.453 | 0 | 0.067 | 0 | 0.007
| 0.528 | 0.019 | 0.148 | 0.008 | 0.301 | 0.005 | 0.06 | 0.003 | 0.005
| 0.528 | 0.074 | 0.12 | 0.054 | 0.203 | 0.041 | 0.041 | 0.039 | 0.002
| 0.528 | 0.142 | 0.11 | 0.156 | 0.193 | 0.096 | 0.037 | 0.104 | 0.003
| 0.528 | 0.277 | 0.17 | 0.314 | 0.261 | 0.228 | 0.034 | 0.232 | 0.002
| 0.528 | 0.473 | 0.218 | 0.49 | 0.242 | 0.392 | 0.027 | 0.383 | 0.001
| 0.528 | 0.581 | 0.182 | 0.621 | 0.205 | 0.583 | 0.025 | 0.627 | 0
| 0.528 | 0.618 | 0.13 | 0.706 | 0.145 | 0.684 | 0.036 | 0.739 | 0
| 0.528 | 0.677 | 0.089 | 0.74 | 0.091 | 0.747 | 0.058 | 0.805 | 0
| 0.528 | 0.693 | 0.057 | 0.749 | 0.059 | 0.771 | 0.069 | 0.83 | 0
| 0.528 | 0.623 | 0.035 | 0.718 | 0.036 | 0.769 | 0.07 | 0.812 | 0
| 0.528 | 0.556 | 0.023 | 0.636 | 0.024 | 0.728 | 0.073 | 0.756 | 0
| 0.528 | 0.448 | 0.019 | 0.449 | 0.015 | 0.648 | 0.066 | 0.659 | 0.001
| 0.528 | 0.334 | 0.021 | 0.342 | 0.006 | 0.53 | 0.053 | 0.526 | 0.001
| 0.528 | 0.22 | 0.015 | 0.235 | 0.001 | 0.385 | 0.043 | 0.358 | 0.001
| 0.528 | 0.103 | 0.017 | 0.115 | 0.006 | 0.231 | 0.037 | 0.182 | 0.001
| 0.528 | 0.038 | 0.06 | 0.038 | 0.001 | 0.103 | 0.035 | 0.056 | 0.001
| 0.528 | 0.001 | 0.15 | 0.004 | 0 | 0.043 | 0.035 | 0.018 | 0
| 0.528 | 0 | 0.235 | 0 | 0 | 0.005 | 0.041 | 0 | 0
| 0.528 | 0 | 0.257 | 0 | 0 | 0 | 0.03 | 0 | 0
| 0.528 | 0 | 0.27 | 0 | 0.001 | 0 | 0.023 | 0 | 0
| 0.528 | 0 | 0.272 | 0 | 0.015 | 0 | 0.023 | 0 | 0
| 0.528 | 0 | 0.254 | 0 | 0.052 | 0 | 0.027 | 0 | 0
| 0.528 | 0 | 0.235 | 0 | 0.066 | 0 | 0.031 | 0 | 0
| 0.528 | 0 | 0.229 | 0 | 0.058 | 0 | 0.029 | 0 | 0
| 0.528 | 0.023 | 0.186 | 0.032 | 0.025 | 0.003 | 0.033 | 0.003 | 0.001
| 0.528 | 0.057 | 0.073 | 0.073 | 0.001 | 0.028 | 0.036 | 0.046 | 0.001
| 0.528 | 0.191 | 0.025 | 0.195 | 0 | 0.075 | 0.023 | 0.113 | 0.001
| 0.528 | 0.361 | 0.06 | 0.355 | 0 | 0.112 | 0.028 | 0.285 | 0
| 0.528 | 0.517 | 0.085 | 0.483 | 0.001 | 0.199 | 0.049 | 0.452 | 0.001
| 0.528 | 0.643 | 0.102 | 0.615 | 0 | 0.288 | 0.084 | 0.587 | 0.004
| 0.528 | 0.721 | 0.115 | 0.689 | 0 | 0.493 | 0.163 | 0.661 | 0.008
| 0.528 | 0.757 | 0.129 | 0.726 | 0 | 0.636 | 0.291 | 0.722 | 0.011
| 0.528 | 0.766 | 0.141 | 0.74 | 0 | 0.642 | 0.391 | 0.763 | 0.014
| 0.528 | 0.738 | 0.154 | 0.715 | 0 | 0.562 | 0.41 | 0.762 | 0.012
| 0.528 | 0.672 | 0.162 | 0.645 | 0 | 0.443 | 0.343 | 0.715 | 0.011
| 0.528 | 0.562 | 0.157 | 0.522 | 0 | 0.322 | 0.266 | 0.624 | 0.011
| 0.528 | 0.419 | 0.132 | 0.256 | 0 | 0.253 | 0.223 | 0.49 | 0.011
| 0.528 | 0.254 | 0.101 | 0.129 | 0 | 0.195 | 0.182 | 0.326 | 0.011
| 0.528 | 0.097 | 0.082 | 0.056 | 0 | 0.142 | 0.138 | 0.173 | 0.01
| 0.528 | 0.035 | 0.11 | 0.019 | 0.034 | 0.07 | 0.098 | 0.055 | 0.008
| 0.528 | 0 | 0.152 | 0.002 | 0.103 | 0.023 | 0.071 | 0.017 | 0.004
| 0.528 | 0 | 0.167 | 0 | 0.149 | 0.001 | 0.06 | 0 | 0.002
| 0.528 | 0 | 0.154 | 0 | 0.179 | 0 | 0.053 | 0 | 0.001
| 0.528 | 0 | 0.147 | 0 | 0.178 | 0 | 0.047 | 0 | 0
| 0.528 | 0 | 0.147 | 0 | 0.126 | 0 | 0.051 | 0 | 0
| 0.528 | 0 | 0.158 | 0 | 0.101 | 0 | 0.041 | 0 | 0
| 0.528 | 0 | 0.169 | 0 | 0.118 | 0 | 0.035 | 0 | 0
| 0.528 | 0 | 0.181 | 0 | 0.145 | 0 | 0.035 | 0 | 0
| 0.528 | 0.022 | 0.19 | 0.032 | 0.117 | 0.004 | 0.034 | 0.003 | 0
| 0.528 | 0.057 | 0.151 | 0.071 | 0.07 | 0.038 | 0.035 | 0.039 | 0
| 0.528 | 0.187 | 0.052 | 0.193 | 0.024 | 0.09 | 0.037 | 0.107 | 0
| 0.528 | 0.352 | 0.011 | 0.347 | 0.013 | 0.153 | 0.054 | 0.261 | 0
| 0.528 | 0.508 | 0.03 | 0.487 | 0.017 | 0.187 | 0.071 | 0.42 | 0
| 0.528 | 0.629 | 0.057 | 0.598 | 0.01 | 0.203 | 0.096 | 0.583 | 0.003
| 0.528 | 0.716 | 0.088 | 0.677 | 0.003 | 0.235 | 0.123 | 0.704 | 0.008
| 0.528 | 0.759 | 0.131 | 0.718 | 0 | 0.299 | 0.192 | 0.773 | 0.017
| 0.528 | 0.765 | 0.169 | 0.723 | 0 | 0.335 | 0.28 | 0.8 | 0.027
| 0.528 | 0.728 | 0.193 | 0.69 | 0 | 0.342 | 0.316 | 0.785 | 0.034
| 0.528 | 0.656 | 0.205 | 0.624 | 0 | 0.416 | 0.345 | 0.732 | 0.035
| 0.528 | 0.549 | 0.193 | 0.521 | 0 | 0.365 | 0.336 | 0.642 | 0.032
| 0.528 | 0.408 | 0.158 | 0.388 | 0 | 0.319 | 0.298 | 0.511 | 0.026
| 0.528 | 0.246 | 0.136 | 0.248 | 0.003 | 0.24 | 0.231 | 0.35 | 0.022
| 0.528 | 0.1 | 0.119 | 0.113 | 0.007 | 0.169 | 0.163 | 0.178 | 0.019
| 0.528 | 0.036 | 0.127 | 0.045 | 0.015 | 0.09 | 0.12 | 0.052 | 0.009
| 0.528 | 0 | 0.133 | 0.007 | 0.011 | 0.035 | 0.103 | 0.016 | 0.003
| 0.528 | 0 | 0.122 | 0 | 0.003 | 0.001 | 0.093 | 0 | 0.001
| 0.528 | 0 | 0.108 | 0 | 0.003 | 0 | 0.08 | 0 | 0
| 0.528 | 0 | 0.114 | 0 | 0.005 | 0 | 0.077 | 0 | 0
| 0.528 | 0 | 0.124 | 0 | 0.004 | 0 | 0.075 | 0 | 0
| 0.528 | 0 | 0.132 | 0 | 0.008 | 0 | 0.06 | 0 | 0
| 0.528 | 0 | 0.135 | 0 | 0.017 | 0 | 0.044 | 0 | 0
| 0.528 | 0 | 0.126 | 0 | 0.025 | 0 | 0.038 | 0 | 0
| 0.528 | 0.019 | 0.112 | 0.031 | 0.032 | 0.005 | 0.03 | 0.003 | 0
| 0.528 | 0.069 | 0.094 | 0.069 | 0.015 | 0.044 | 0.02 | 0.039 | 0
| 0.528 | 0.175 | 0.048 | 0.185 | 0 | 0.104 | 0.009 | 0.106 | 0
| 0.528 | 0.316 | 0.004 | 0.311 | 0 | 0.214 | 0.02 | 0.281 | 0
| 0.528 | 0.453 | 0.002 | 0.416 | 0 | 0.366 | 0.04 | 0.454 | 0
| 0.528 | 0.566 | 0.014 | 0.493 | 0 | 0.478 | 0.061 | 0.599 | 0
| 0.528 | 0.626 | 0.037 | 0.489 | 0 | 0.575 | 0.078 | 0.706 | 0.001
| 0.528 | 0.669 | 0.065 | 0.535 | 0 | 0.556 | 0.094 | 0.772 | 0.002
| 0.528 | 0.674 | 0.115 | 0.58 | 0.001 | 0.339 | 0.092 | 0.797 | 0.005
| 0.528 | 0.632 | 0.148 | 0.565 | 0.002 | 0.263 | 0.077 | 0.784 | 0.007
| 0.528 | 0.566 | 0.142 | 0.495 | 0.003 | 0.276 | 0.09 | 0.729 | 0.01
| 0.528 | 0.469 | 0.113 | 0.425 | 0.003 | 0.229 | 0.103 | 0.634 | 0.012
| 0.528 | 0.346 | 0.088 | 0.317 | 0.006 | 0.203 | 0.105 | 0.502 | 0.013
| 0.528 | 0.209 | 0.083 | 0.205 | 0.008 | 0.172 | 0.095 | 0.344 | 0.012
| 0.528 | 0.098 | 0.06 | 0.106 | 0.007 | 0.138 | 0.07 | 0.177 | 0.01
| 0.528 | 0.031 | 0.051 | 0.043 | 0.021 | 0.079 | 0.046 | 0.055 | 0.006
| 0.528 | 0 | 0.047 | 0.005 | 0.041 | 0.031 | 0.035 | 0.016 | 0.002
| 0.528 | 0 | 0.049 | 0 | 0.073 | 0.001 | 0.028 | 0 | 0.001
| 0.528 | 0 | 0.052 | 0 | 0.133 | 0 | 0.021 | 0 | 0.001
| 0.528 | 0 | 0.051 | 0 | 0.223 | 0 | 0.013 | 0 | 0
| 0.528 | 0 | 0.048 | 0 | 0.307 | 0 | 0.007 | 0 | 0
| 0.528 | 0 | 0.043 | 0 | 0.305 | 0 | 0.003 | 0 | 0.001
| 0.528 | 0 | 0.042 | 0 | 0.328 | 0 | 0.002 | 0 | 0.001
| 0.528 | 0 | 0.043 | 0 | 0.361 | 0 | 0.001 | 0 | 0.001
| 0.528 | 0.012 | 0.046 | 0.03 | 0.299 | 0.002 | 0.001 | 0.003 | 0.001
| 0.528 | 0.058 | 0.055 | 0.07 | 0.099 | 0.025 | 0.001 | 0.042 | 0.001
| 0.528 | 0.137 | 0.053 | 0.187 | 0.022 | 0.072 | 0 | 0.11 | 0
| 0.528 | 0.234 | 0.036 | 0.334 | 0.031 | 0.155 | 0 | 0.261 | 0
| 0.528 | 0.335 | 0.039 | 0.472 | 0.059 | 0.281 | 0.001 | 0.403 | 0
| 0.528 | 0.421 | 0.113 | 0.581 | 0.07 | 0.407 | 0.003 | 0.537 | 0
| 0.528 | 0.627 | 0.171 | 0.587 | 0.069 | 0.473 | 0.006 | 0.657 | 0.001
| 0.528 | 0.661 | 0.161 | 0.636 | 0.068 | 0.481 | 0.008 | 0.67 | 0.005
| 0.528 | 0.662 | 0.154 | 0.649 | 0.062 | 0.468 | 0.009 | 0.477 | 0.014
| 0.528 | 0.629 | 0.153 | 0.599 | 0.04 | 0.365 | 0.011 | 0.387 | 0.02
| 0.528 | 0.554 | 0.151 | 0.534 | 0.015 | 0.34 | 0.017 | 0.541 | 0.025
| 0.528 | 0.454 | 0.161 | 0.441 | 0.003 | 0.305 | 0.025 | 0.588 | 0.027
| 0.528 | 0.333 | 0.17 | 0.304 | 0 | 0.253 | 0.031 | 0.484 | 0.027
| 0.528 | 0.202 | 0.152 | 0.168 | 0 | 0.186 | 0.032 | 0.326 | 0.027
| 0.528 | 0.095 | 0.174 | 0.081 | 0 | 0.117 | 0.028 | 0.177 | 0.03
| 0.528 | 0.03 | 0.223 | 0.031 | 0.013 | 0.069 | 0.026 | 0.061 | 0.023
| 0.528 | 0 | 0.233 | 0.002 | 0.059 | 0.025 | 0.033 | 0.015 | 0.018
| 0.528 | 0 | 0.208 | 0 | 0.155 | 0.001 | 0.039 | 0 | 0.018
| 0.528 | 0 | 0.2 | 0 | 0.254 | 0 | 0.042 | 0 | 0.019
| 0.528 | 0 | 0.208 | 0 | 0.294 | 0 | 0.05 | 0 | 0.014
| 0.528 | 0 | 0.217 | 0 | 0.26 | 0 | 0.054 | 0 | 0.009
| 0.528 | 0 | 0.265 | 0 | 0.203 | 0 | 0.054 | 0 | 0.005
| 0.528 | 0 | 0.302 | 0 | 0.229 | 0 | 0.057 | 0 | 0.004
| 0.528 | 0 | 0.3 | 0 | 0.261 | 0 | 0.054 | 0 | 0.002
| 0.528 | 0.013 | 0.272 | 0.029 | 0.176 | 0.003 | 0.052 | 0 | 0.002
| 0.528 | 0.063 | 0.227 | 0.075 | 0.058 | 0.035 | 0.034 | 0.041 | 0.004
| 0.528 | 0.146 | 0.132 | 0.168 | 0.04 | 0.09 | 0.033 | 0.111 | 0.005
| 0.528 | 0.247 | 0.039 | 0.268 | 0.089 | 0.198 | 0.043 | 0.239 | 0.012
| 0.528 | 0.345 | 0.078 | 0.349 | 0.133 | 0.39 | 0.039 | 0.4 | 0.019
| 0.528 | 0.435 | 0.101 | 0.365 | 0.125 | 0.549 | 0.034 | 0.489 | 0.024
| 0.528 | 0.489 | 0.128 | 0.464 | 0.101 | 0.665 | 0.031 | 0.519 | 0.032
| 0.528 | 0.527 | 0.227 | 0.647 | 0.093 | 0.757 | 0.033 | 0.506 | 0.041
| 0.528 | 0.545 | 0.319 | 0.666 | 0.106 | 0.797 | 0.036 | 0.44 | 0.049
| 0.528 | 0.665 | 0.401 | 0.608 | 0.133 | 0.788 | 0.043 | 0.399 | 0.053
| 0.528 | 0.566 | 0.404 | 0.5 | 0.144 | 0.743 | 0.055 | 0.386 | 0.059
| 0.528 | 0.449 | 0.388 | 0.413 | 0.147 | 0.662 | 0.071 | 0.307 | 0.063
| 0.528 | 0.328 | 0.349 | 0.313 | 0.143 | 0.547 | 0.09 | 0.18 | 0.051
| 0.528 | 0.215 | 0.305 | 0.206 | 0.15 | 0.398 | 0.109 | 0.123 | 0.039
| 0.528 | 0.104 | 0.311 | 0.106 | 0.179 | 0.226 | 0.116 | 0.082 | 0.025
| 0.528 | 0.034 | 0.315 | 0.045 | 0.28 | 0.092 | 0.111 | 0.054 | 0.017
| 0.528 | 0 | 0.28 | 0.005 | 0.346 | 0.036 | 0.122 | 0.012 | 0.018
| 0.528 | 0 | 0.267 | 0 | 0.379 | 0.001 | 0.136 | 0 | 0.018
| 0.528 | 0 | 0.217 | 0 | 0.313 | 0 | 0.122 | 0 | 0.016
| 0.528 | 0 | 0.153 | 0 | 0.274 | 0 | 0.096 | 0 | 0.013
| 0.528 | 0 | 0.114 | 0 | 0.287 | 0 | 0.073 | 0 | 0.011
| 0.528 | 0 | 0.105 | 0 | 0.361 | 0 | 0.063 | 0 | 0.01
| 0.528 | 0 | 0.094 | 0 | 0.332 | 0 | 0.053 | 0 | 0.009
| 0.528 | 0 | 0.081 | 0 | 0.386 | 0 | 0.041 | 0 | 0.008
| 0.528 | 0.008 | 0.077 | 0.023 | 0.376 | 0.004 | 0.035 | 0 | 0.007
| 0.528 | 0.048 | 0.082 | 0.067 | 0.238 | 0.044 | 0.023 | 0.032 | 0.002
| 0.528 | 0.114 | 0.097 | 0.16 | 0.154 | 0.099 | 0.009 | 0.095 | 0.001
| 0.528 | 0.194 | 0.065 | 0.317 | 0.208 | 0.226 | 0.006 | 0.194 | 0.001
| 0.528 | 0.286 | 0.029 | 0.479 | 0.337 | 0.354 | 0.003 | 0.297 | 0.001
| 0.528 | 0.338 | 0.005 | 0.603 | 0.358 | 0.472 | 0.001 | 0.456 | 0.002
| 0.528 | 0.359 | 0 | 0.683 | 0.344 | 0.543 | 0 | 0.689 | 0.008
| 0.528 | 0.384 | 0 | 0.713 | 0.337 | 0.633 | 0.001 | 0.761 | 0.018
| 0.528 | 0.387 | 0.001 | 0.706 | 0.321 | 0.682 | 0.003 | 0.764 | 0.032
| 0.528 | 0.449 | 0.002 | 0.665 | 0.294 | 0.678 | 0.006 | 0.707 | 0.045
| 0.528 | 0.4 | 0.002 | 0.603 | 0.259 | 0.654 | 0.011 | 0.572 | 0.055
| 0.528 | 0.344 | 0.002 | 0.506 | 0.227 | 0.57 | 0.014 | 0.427 | 0.058
| 0.528 | 0.254 | 0.001 | 0.384 | 0.169 | 0.44 | 0.014 | 0.314 | 0.056
| 0.528 | 0.146 | 0.003 | 0.243 | 0.113 | 0.317 | 0.013 | 0.229 | 0.047
| 0.528 | 0.055 | 0.002 | 0.111 | 0.105 | 0.18 | 0.015 | 0.127 | 0.038
| 0.528 | 0.013 | 0.001 | 0.043 | 0.127 | 0.094 | 0.022 | 0.049 | 0.043
| 0.528 | 0 | 0.001 | 0.005 | 0.105 | 0.036 | 0.032 | 0.007 | 0.048
| 0.528 | 0 | 0.001 | 0 | 0.061 | 0.001 | 0.044 | 0 | 0.045
| 0.528 | 0 | 0.001 | 0 | 0.035 | 0 | 0.048 | 0 | 0.034
| 0.528 | 0 | 0.002 | 0 | 0.041 | 0 | 0.048 | 0 | 0.028
| 0.528 | 0 | 0.003 | 0 | 0.096 | 0 | 0.045 | 0 | 0.025
| 0.528 | 0 | 0.005 | 0 | 0.177 | 0 | 0.04 | 0 | 0.024
| 0.528 | 0 | 0.007 | 0 | 0.245 | 0 | 0.034 | 0 | 0.022
| 0.528 | 0 | 0.015 | 0 | 0.295 | 0 | 0.03 | 0 | 0.018
| 0.528 | 0.002 | 0.034 | 0.027 | 0.264 | 0.002 | 0.025 | 0.001 | 0.014
| 0.528 | 0.015 | 0.036 | 0.066 | 0.089 | 0.033 | 0.017 | 0.033 | 0.007
| 0.528 | 0.037 | 0.014 | 0.186 | 0.049 | 0.086 | 0.007 | 0.092 | 0.004
| 0.528 | 0.084 | 0.003 | 0.344 | 0.132 | 0.176 | 0.002 | 0.176 | 0.005
| 0.528 | 0.142 | 0.025 | 0.493 | 0.236 | 0.298 | 0.001 | 0.279 | 0.004
| 0.528 | 0.146 | 0.153 | 0.618 | 0.314 | 0.382 | 0 | 0.416 | 0.007
| 0.528 | 0.139 | 0.213 | 0.705 | 0.274 | 0.476 | 0.003 | 0.515 | 0.02
| 0.528 | 0.171 | 0.185 | 0.743 | 0.188 | 0.564 | 0.016 | 0.572 | 0.046
| 0.528 | 0.243 | 0.087 | 0.743 | 0.168 | 0.655 | 0.034 | 0.539 | 0.069
| 0.528 | 0.386 | 0.026 | 0.71 | 0.162 | 0.643 | 0.046 | 0.418 | 0.08
| 0.528 | 0.516 | 0.024 | 0.643 | 0.136 | 0.638 | 0.055 | 0.309 | 0.084
| 0.528 | 0.465 | 0.021 | 0.541 | 0.101 | 0.566 | 0.065 | 0.219 | 0.084
| 0.528 | 0.345 | 0.014 | 0.402 | 0.068 | 0.474 | 0.075 | 0.14 | 0.074
| 0.528 | 0.211 | 0.009 | 0.257 | 0.037 | 0.322 | 0.087 | 0.09 | 0.058
| 0.528 | 0.097 | 0.013 | 0.122 | 0.024 | 0.155 | 0.09 | 0.044 | 0.031
| 0.528 | 0.026 | 0.032 | 0.048 | 0.021 | 0.07 | 0.084 | 0.013 | 0.022
| 0.528 | 0 | 0.083 | 0.004 | 0.041 | 0.022 | 0.078 | 0 | 0.014
| 0.528 | 0 | 0.147 | 0 | 0.068 | 0 | 0.076 | 0 | 0.015
| 0.528 | 0 | 0.186 | 0 | 0.1 | 0 | 0.068 | 0 | 0.008
| 0.528 | 0 | 0.221 | 0 | 0.123 | 0 | 0.053 | 0 | 0.006
| 0.528 | 0 | 0.259 | 0 | 0.138 | 0 | 0.041 | 0 | 0.003
| 0.528 | 0 | 0.282 | 0 | 0.139 | 0 | 0.031 | 0 | 0.001
| 0.528 | 0 | 0.269 | 0 | 0.119 | 0 | 0.02 | 0 | 0.001
| 0.528 | 0 | 0.23 | 0 | 0.076 | 0 | 0.011 | 0 | 0.003
| 0.528 | 0.011 | 0.166 | 0.012 | 0.05 | 0 | 0.005 | 0 | 0.006
| 0.528 | 0.056 | 0.112 | 0.048 | 0.027 | 0.019 | 0.002 | 0.01 | 0.011
| 0.528 | 0.118 | 0.144 | 0.144 | 0.028 | 0.057 | 0 | 0.057 | 0.018
| 0.528 | 0.201 | 0.255 | 0.26 | 0.061 | 0.125 | 0 | 0.108 | 0.028
| 0.528 | 0.312 | 0.432 | 0.303 | 0.106 | 0.222 | 0 | 0.153 | 0.024
| 0.528 | 0.448 | 0.571 | 0.32 | 0.169 | 0.369 | 0 | 0.195 | 0.015
| 0.528 | 0.44 | 0.593 | 0.296 | 0.188 | 0.564 | 0 | 0.204 | 0.006
| 0.528 | 0.444 | 0.615 | 0.228 | 0.153 | 0.644 | 0.001 | 0.202 | 0.008
| 0.528 | 0.501 | 0.666 | 0.158 | 0.1 | 0.647 | 0.003 | 0.192 | 0.028
| 0.528 | 0.402 | 0.706 | 0.12 | 0.045 | 0.636 | 0.003 | 0.186 | 0.043
| 0.528 | 0.296 | 0.7 | 0.101 | 0.018 | 0.573 | 0.002 | 0.183 | 0.049
| 0.528 | 0.219 | 0.629 | 0.078 | 0.007 | 0.449 | 0.001 | 0.18 | 0.049
| 0.528 | 0.158 | 0.519 | 0.053 | 0.003 | 0.336 | 0.001 | 0.124 | 0.037
| 0.528 | 0.103 | 0.426 | 0.035 | 0.004 | 0.218 | 0.001 | 0.09 | 0.03
| 0.528 | 0.057 | 0.465 | 0.016 | 0.01 | 0.122 | 0.006 | 0.047 | 0.023
| 0.528 | 0.019 | 0.505 | 0.004 | 0.017 | 0.065 | 0.014 | 0.017 | 0.013
| 0.528 | 0 | 0.527 | 0 | 0.03 | 0.022 | 0.028 | 0.001 | 0.012
| 0.528 | 0 | 0.525 | 0 | 0.087 | 0 | 0.046 | 0 | 0.014
| 0.528 | 0 | 0.484 | 0 | 0.092 | 0 | 0.048 | 0 | 0.009
| 0.528 | 0 | 0.432 | 0 | 0.117 | 0 | 0.045 | 0 | 0.003
| 0.528 | 0 | 0.366 | 0 | 0.155 | 0 | 0.037 | 0 | 0
| 0.528 | 0 | 0.284 | 0 | 0.15 | 0 | 0.035 | 0 | 0
| 0.528 | 0 | 0.251 | 0 | 0.149 | 0 | 0.036 | 0 | 0
| 0.528 | 0 | 0.213 | 0 | 0.12 | 0 | 0.036 | 0 | 0
| 0.528 | 0.014 | 0.156 | 0.011 | 0.1 | 0.002 | 0.034 | 0 | 0
| 0.528 | 0.065 | 0.138 | 0.051 | 0.069 | 0.042 | 0.024 | 0.01 | 0
| 0.528 | 0.177 | 0.179 | 0.119 | 0.061 | 0.099 | 0.012 | 0.037 | 0
| 0.528 | 0.354 | 0.153 | 0.238 | 0.089 | 0.209 | 0.015 | 0.09 | 0
| 0.528 | 0.505 | 0.124 | 0.365 | 0.101 | 0.336 | 0.009 | 0.176 | 0
| 0.528 | 0.606 | 0.105 | 0.525 | 0.09 | 0.424 | 0.002 | 0.274 | 0
| 0.528 | 0.633 | 0.1 | 0.597 | 0.063 | 0.469 | 0 | 0.386 | 0
| 0.528 | 0.63 | 0.103 | 0.486 | 0.039 | 0.453 | 0 | 0.422 | 0.006
| 0.528 | 0.587 | 0.104 | 0.453 | 0.038 | 0.45 | 0.003 | 0.412 | 0.021
| 0.528 | 0.511 | 0.103 | 0.454 | 0.035 | 0.422 | 0.016 | 0.394 | 0.039
| 0.528 | 0.399 | 0.1 | 0.442 | 0.03 | 0.367 | 0.043 | 0.375 | 0.053
| 0.528 | 0.252 | 0.084 | 0.416 | 0.025 | 0.347 | 0.084 | 0.351 | 0.059
| 0.528 | 0.138 | 0.053 | 0.313 | 0.015 | 0.286 | 0.127 | 0.294 | 0.059
| 0.528 | 0.077 | 0.023 | 0.185 | 0.006 | 0.202 | 0.162 | 0.204 | 0.049
| 0.528 | 0.031 | 0.023 | 0.102 | 0.006 | 0.133 | 0.189 | 0.127 | 0.034
| 0.528 | 0.005 | 0.025 | 0.035 | 0.006 | 0.069 | 0.198 | 0.055 | 0.014
| 0.528 | 0 | 0.042 | 0.002 | 0.005 | 0.029 | 0.183 | 0.007 | 0.013
| 0.528 | 0 | 0.07 | 0 | 0.013 | 0 | 0.186 | 0 | 0.013
| 0.528 | 0 | 0.076 | 0 | 0.05 | 0 | 0.207 | 0 | 0.012
| 0.528 | 0 | 0.074 | 0 | 0.136 | 0 | 0.249 | 0 | 0.01
| 0.528 | 0 | 0.077 | 0 | 0.251 | 0 | 0.241 | 0 | 0.008
| 0.528 | 0 | 0.079 | 0 | 0.258 | 0 | 0.227 | 0 | 0.007
| 0.528 | 0 | 0.078 | 0 | 0.231 | 0 | 0.241 | 0 | 0.005
| 0.528 | 0 | 0.076 | 0 | 0.225 | 0 | 0.229 | 0 | 0.003
| 0.528 | 0.005 | 0.067 | 0.024 | 0.186 | 0 | 0.22 | 0 | 0.003
| 0.528 | 0.039 | 0.037 | 0.068 | 0.042 | 0.025 | 0.199 | 0.024 | 0.003
| 0.528 | 0.099 | 0.021 | 0.182 | 0.004 | 0.087 | 0.166 | 0.069 | 0.003
| 0.528 | 0.168 | 0.011 | 0.337 | 0.037 | 0.2 | 0.156 | 0.143 | 0.005
| 0.528 | 0.259 | 0.004 | 0.487 | 0.037 | 0.298 | 0.162 | 0.18 | 0.004
| 0.528 | 0.345 | 0.004 | 0.611 | 0.021 | 0.375 | 0.18 | 0.238 | 0.005
| 0.528 | 0.393 | 0.012 | 0.698 | 0.011 | 0.426 | 0.191 | 0.313 | 0.01
| 0.528 | 0.496 | 0.029 | 0.731 | 0.007 | 0.478 | 0.202 | 0.353 | 0.021
| 0.528 | 0.528 | 0.042 | 0.72 | 0.004 | 0.519 | 0.192 | 0.489 | 0.034
| 0.528 | 0.499 | 0.054 | 0.673 | 0.002 | 0.533 | 0.172 | 0.564 | 0.045
| 0.528 | 0.454 | 0.073 | 0.559 | 0.001 | 0.509 | 0.147 | 0.59 | 0.06
| 0.528 | 0.365 | 0.092 | 0.427 | 0 | 0.421 | 0.122 | 0.487 | 0.077
| 0.528 | 0.285 | 0.1 | 0.308 | 0 | 0.317 | 0.094 | 0.362 | 0.089
| 0.528 | 0.191 | 0.093 | 0.18 | 0 | 0.209 | 0.063 | 0.153 | 0.073
| 0.528 | 0.094 | 0.067 | 0.071 | 0 | 0.123 | 0.031 | 0.069 | 0.044
| 0.528 | 0.03 | 0.109 | 0.023 | 0.002 | 0.055 | 0.011 | 0.026 | 0.021
| 0.528 | 0 | 0.196 | 0 | 0.026 | 0.016 | 0.005 | 0.001 | 0.014
| 0.528 | 0 | 0.237 | 0 | 0.089 | 0 | 0.003 | 0 | 0.011
| 0.528 | 0 | 0.232 | 0 | 0.174 | 0 | 0.001 | 0 | 0.005
| 0.528 | 0 | 0.225 | 0 | 0.244 | 0 | 0 | 0 | 0.002
| 0.528 | 0 | 0.192 | 0 | 0.244 | 0 | 0 | 0 | 0.001
| 0.528 | 0 | 0.181 | 0 | 0.207 | 0 | 0 | 0 | 0
| 0.528 | 0 | 0.175 | 0 | 0.17 | 0 | 0 | 0 | 0
| 0.528 | 0 | 0.164 | 0 | 0.153 | 0 | 0.001 | 0 | 0
| 0.528 | 0.016 | 0.139 | 0.011 | 0.092 | 0.001 | 0.006 | 0 | 0
| 0.528 | 0.06 | 0.047 | 0.05 | 0.022 | 0.036 | 0.014 | 0.009 | 0
| 0.528 | 0.185 | 0.031 | 0.108 | 0.004 | 0.089 | 0.014 | 0.037 | 0
| 0.528 | 0.357 | 0.087 | 0.17 | 0.003 | 0.169 | 0.014 | 0.084 | 0.002
| 0.528 | 0.508 | 0.126 | 0.243 | 0.001 | 0.282 | 0.017 | 0.159 | 0.006
| 0.528 | 0.597 | 0.146 | 0.312 | 0 | 0.373 | 0.016 | 0.247 | 0.01
| 0.528 | 0.606 | 0.148 | 0.419 | 0 | 0.451 | 0.014 | 0.387 | 0.017
| 0.528 | 0.54 | 0.146 | 0.501 | 0 | 0.504 | 0.014 | 0.504 | 0.026
| 0.528 | 0.592 | 0.141 | 0.496 | 0 | 0.551 | 0.015 | 0.595 | 0.032
| 0.528 | 0.598 | 0.144 | 0.489 | 0 | 0.569 | 0.018 | 0.588 | 0.028
| 0.528 | 0.519 | 0.13 | 0.514 | 0 | 0.5 | 0.025 | 0.451 | 0.016
| 0.528 | 0.338 | 0.115 | 0.409 | 0.001 | 0.37 | 0.032 | 0.416 | 0.008
| 0.528 | 0.174 | 0.089 | 0.323 | 0.004 | 0.317 | 0.039 | 0.356 | 0.004
| 0.528 | 0.08 | 0.06 | 0.182 | 0.016 | 0.235 | 0.04 | 0.204 | 0.001
| 0.528 | 0.035 | 0.06 | 0.086 | 0.022 | 0.161 | 0.035 | 0.095 | 0
| 0.528 | 0.01 | 0.056 | 0.027 | 0.025 | 0.084 | 0.032 | 0.038 | 0
| 0.528 | 0 | 0.028 | 0 | 0.04 | 0.03 | 0.028 | 0.004 | 0
| 0.528 | 0 | 0.007 | 0 | 0.047 | 0 | 0.022 | 0 | 0
| 0.528 | 0 | 0 | 0 | 0.047 | 0 | 0.024 | 0 | 0
| 0.528 | 0 | 0 | 0 | 0.035 | 0 | 0.029 | 0 | 0
| 0.528 | 0 | 0.008 | 0 | 0.02 | 0 | 0.03 | 0 | 0
| 0.528 | 0 | 0.046 | 0 | 0.012 | 0 | 0.026 | 0 | 0.001
| 0.528 | 0 | 0.103 | 0 | 0.037 | 0 | 0.032 | 0 | 0.001
| 0.528 | 0 | 0.125 | 0 | 0.069 | 0 | 0.041 | 0 | 0.001
| 0.528 | 0.008 | 0.137 | 0.023 | 0.051 | 0.002 | 0.039 | 0 | 0.002
| 0.528 | 0.053 | 0.048 | 0.066 | 0.003 | 0.039 | 0.028 | 0.022 | 0.002
| 0.528 | 0.157 | 0.014 | 0.178 | 0 | 0.093 | 0.012 | 0.063 | 0.001
| 0.528 | 0.328 | 0.027 | 0.332 | 0 | 0.231 | 0.012 | 0.128 | 0.001
| 0.528 | 0.491 | 0.027 | 0.462 | 0 | 0.39 | 0.013 | 0.217 | 0.003
| 0.528 | 0.604 | 0.034 | 0.513 | 0 | 0.506 | 0.006 | 0.299 | 0.004
| 0.528 | 0.677 | 0.045 | 0.54 | 0.001 | 0.539 | 0.003 | 0.425 | 0.004
| 0.528 | 0.699 | 0.05 | 0.58 | 0.006 | 0.473 | 0.001 | 0.525 | 0.002
| 0.528 | 0.685 | 0.048 | 0.583 | 0.015 | 0.439 | 0.001 | 0.624 | 0.002
| 0.528 | 0.629 | 0.045 | 0.509 | 0.029 | 0.394 | 0.002 | 0.569 | 0.002
| 0.528 | 0.548 | 0.046 | 0.513 | 0.05 | 0.331 | 0.003 | 0.455 | 0.003
| 0.528 | 0.445 | 0.05 | 0.437 | 0.058 | 0.271 | 0.004 | 0.322 | 0.007
| 0.528 | 0.319 | 0.045 | 0.331 | 0.055 | 0.187 | 0.009 | 0.274 | 0.009
| 0.528 | 0.198 | 0.036 | 0.202 | 0.054 | 0.166 | 0.018 | 0.177 | 0.009
| 0.528 | 0.094 | 0.039 | 0.096 | 0.038 | 0.112 | 0.025 | 0.109 | 0.009
| 0.528 | 0.028 | 0.037 | 0.033 | 0.008 | 0.052 | 0.035 | 0.052 | 0.009
| 0.528 | 0 | 0.022 | 0.001 | 0.005 | 0.015 | 0.058 | 0.005 | 0.009
| 0.528 | 0 | 0.017 | 0 | 0.006 | 0 | 0.073 | 0 | 0.007
| 0.528 | 0 | 0.017 | 0 | 0.013 | 0 | 0.089 | 0 | 0.005
| 0.528 | 0 | 0.02 | 0 | 0.03 | 0 | 0.103 | 0 | 0.002
| 0.528 | 0 | 0.022 | 0 | 0.08 | 0 | 0.109 | 0 | 0
| 0.528 | 0 | 0.016 | 0 | 0.175 | 0 | 0.136 | 0 | 0
| 0.528 | 0 | 0.007 | 0 | 0.264 | 0 | 0.135 | 0 | 0
| 0.528 | 0 | 0.003 | 0 | 0.311 | 0 | 0.122 | 0 | 0
| 0.528 | 0.011 | 0.001 | 0.021 | 0.174 | 0 | 0.135 | 0 | 0
| 0.528 | 0.065 | 0.002 | 0.062 | 0.037 | 0.028 | 0.133 | 0.022 | 0
| 0.528 | 0.153 | 0 | 0.182 | 0.008 | 0.082 | 0.139 | 0.076 | 0
| 0.528 | 0.238 | 0.002 | 0.348 | 0.018 | 0.201 | 0.163 | 0.169 | 0
| 0.528 | 0.327 | 0.008 | 0.499 | 0.017 | 0.401 | 0.155 | 0.326 | 0
| 0.528 | 0.43 | 0.02 | 0.619 | 0.008 | 0.562 | 0.175 | 0.51 | 0
| 0.528 | 0.531 | 0.027 | 0.703 | 0.009 | 0.684 | 0.197 | 0.646 | 0.001
| 0.528 | 0.578 | 0.022 | 0.746 | 0.008 | 0.765 | 0.22 | 0.756 | 0.002
| 0.528 | 0.563 | 0.016 | 0.749 | 0.006 | 0.802 | 0.24 | 0.799 | 0.003
| 0.528 | 0.43 | 0.009 | 0.711 | 0.002 | 0.798 | 0.26 | 0.791 | 0.004
| 0.528 | 0.33 | 0.002 | 0.634 | 0.001 | 0.755 | 0.279 | 0.729 | 0.007
| 0.528 | 0.297 | 0 | 0.521 | 0.001 | 0.67 | 0.291 | 0.635 | 0.009
| 0.528 | 0.157 | 0 | 0.373 | 0.002 | 0.55 | 0.285 | 0.487 | 0.009
| 0.528 | 0.067 | 0 | 0.225 | 0.011 | 0.395 | 0.26 | 0.33 | 0.011
| 0.528 | 0.021 | 0.001 | 0.104 | 0.01 | 0.223 | 0.213 | 0.172 | 0.011
| 0.528 | 0.003 | 0.007 | 0.035 | 0.005 | 0.078 | 0.142 | 0.056 | 0.008
| 0.528 | 0 | 0.026 | 0 | 0.038 | 0.029 | 0.095 | 0.008 | 0.003
| 0.528 | 0 | 0.06 | 0 | 0.111 | 0 | 0.084 | 0 | 0.002
| 0.528 | 0 | 0.089 | 0 | 0.193 | 0 | 0.076 | 0 | 0.002
| 0.528 | 0 | 0.121 | 0 | 0.267 | 0 | 0.063 | 0 | 0.001
| 0.528 | 0 | 0.164 | 0 | 0.278 | 0 | 0.049 | 0 | 0.001
| 0.528 | 0 | 0.163 | 0 | 0.274 | 0 | 0.04 | 0 | 0.001
| 0.528 | 0 | 0.158 | 0 | 0.257 | 0 | 0.036 | 0 | 0.001
| 0.528 | 0 | 0.158 | 0 | 0.256 | 0 | 0.036 | 0 | 0.001
| 0.528 | 0 | 0.156 | 0.018 | 0.206 | 0.001 | 0.034 | 0 | 0.001
| 0.528 | 0.012 | 0.173 | 0.066 | 0.049 | 0.035 | 0.033 | 0.025 | 0.001
| 0.528 | 0.035 | 0.184 | 0.138 | 0.015 | 0.081 | 0.022 | 0.077 | 0.001
| 0.528 | 0.066 | 0.233 | 0.207 | 0.068 | 0.23 | 0.025 | 0.142 | 0.001
| 0.528 | 0.101 | 0.249 | 0.271 | 0.082 | 0.402 | 0.026 | 0.201 | 0.003
| 0.528 | 0.129 | 0.261 | 0.315 | 0.065 | 0.541 | 0.024 | 0.312 | 0.013
| 0.528 | 0.142 | 0.272 | 0.384 | 0.06 | 0.564 | 0.023 | 0.363 | 0.035
| 0.528 | 0.141 | 0.234 | 0.496 | 0.053 | 0.681 | 0.025 | 0.432 | 0.061
| 0.528 | 0.138 | 0.201 | 0.58 | 0.046 | 0.668 | 0.03 | 0.496 | 0.083
| 0.528 | 0.127 | 0.152 | 0.599 | 0.04 | 0.621 | 0.035 | 0.538 | 0.096
| 0.528 | 0.116 | 0.147 | 0.599 | 0.042 | 0.552 | 0.044 | 0.511 | 0.101
| 0.528 | 0.097 | 0.155 | 0.525 | 0.057 | 0.49 | 0.048 | 0.44 | 0.105
| 0.528 | 0.072 | 0.178 | 0.391 | 0.072 | 0.404 | 0.046 | 0.343 | 0.1
| 0.528 | 0.042 | 0.227 | 0.237 | 0.058 | 0.307 | 0.041 | 0.237 | 0.079
| 0.528 | 0.02 | 0.244 | 0.107 | 0.07 | 0.187 | 0.032 | 0.107 | 0.048
| 0.528 | 0.003 | 0.223 | 0.038 | 0.154 | 0.08 | 0.019 | 0.035 | 0.016
| 0.528 | 0 | 0.221 | 0 | 0.195 | 0.022 | 0.018 | 0.003 | 0.006
| 0.528 | 0 | 0.236 | 0 | 0.21 | 0 | 0.021 | 0 | 0.003
| 0.528 | 0 | 0.223 | 0 | 0.259 | 0 | 0.023 | 0 | 0.002
| 0.528 | 0 | 0.201 | 0 | 0.291 | 0 | 0.027 | 0 | 0.001
| 0.528 | 0 | 0.193 | 0 | 0.264 | 0 | 0.036 | 0 | 0.001
| 0.528 | 0 | 0.154 | 0 | 0.266 | 0 | 0.047 | 0 | 0.001
| 0.528 | 0 | 0.139 | 0 | 0.245 | 0 | 0.06 | 0 | 0.001
| 0.528 | 0 | 0.133 | 0 | 0.192 | 0 | 0.066 | 0 | 0.003
| 0.528 | 0.003 | 0.124 | 0.005 | 0.144 | 0 | 0.063 | 0 | 0.004
| 0.528 | 0.027 | 0.104 | 0.029 | 0.105 | 0.027 | 0.049 | 0.016 | 0.004
| 0.528 | 0.065 | 0.094 | 0.077 | 0.048 | 0.094 | 0.043 | 0.054 | 0.004
| 0.528 | 0.137 | 0.111 | 0.167 | 0.015 | 0.224 | 0.054 | 0.126 | 0.014
| 0.528 | 0.22 | 0.115 | 0.353 | 0.123 | 0.297 | 0.056 | 0.153 | 0.022
| 0.528 | 0.272 | 0.121 | 0.554 | 0.145 | 0.287 | 0.062 | 0.268 | 0.034
| 0.528 | 0.287 | 0.138 | 0.626 | 0.11 | 0.246 | 0.067 | 0.482 | 0.06
| 0.528 | 0.325 | 0.159 | 0.649 | 0.084 | 0.239 | 0.076 | 0.579 | 0.084
| 0.528 | 0.365 | 0.169 | 0.608 | 0.062 | 0.258 | 0.086 | 0.513 | 0.091
| 0.528 | 0.328 | 0.154 | 0.56 | 0.042 | 0.31 | 0.101 | 0.448 | 0.089
| 0.528 | 0.274 | 0.131 | 0.482 | 0.031 | 0.373 | 0.119 | 0.413 | 0.084
| 0.528 | 0.221 | 0.094 | 0.353 | 0.025 | 0.424 | 0.132 | 0.404 | 0.078
| 0.528 | 0.163 | 0.073 | 0.258 | 0.019 | 0.375 | 0.133 | 0.359 | 0.069
| 0.528 | 0.109 | 0.086 | 0.157 | 0.017 | 0.269 | 0.123 | 0.25 | 0.05
| 0.528 | 0.054 | 0.134 | 0.066 | 0.015 | 0.158 | 0.099 | 0.131 | 0.027
| 0.528 | 0.014 | 0.212 | 0.02 | 0.029 | 0.069 | 0.078 | 0.047 | 0.004
| 0.528 | 0 | 0.302 | 0 | 0.064 | 0.019 | 0.08 | 0.004 | 0.003
| 0.528 | 0 | 0.343 | 0 | 0.117 | 0 | 0.085 | 0 | 0.003
| 0.528 | 0 | 0.358 | 0 | 0.2 | 0 | 0.084 | 0 | 0.003
| 0.528 | 0 | 0.344 | 0 | 0.297 | 0 | 0.082 | 0 | 0.004
| 0.528 | 0 | 0.32 | 0 | 0.304 | 0 | 0.078 | 0 | 0.006
| 0.528 | 0 | 0.296 | 0 | 0.23 | 0 | 0.073 | 0 | 0.009
| 0.528 | 0 | 0.28 | 0 | 0.224 | 0 | 0.072 | 0 | 0.011
| 0.528 | 0 | 0.269 | 0 | 0.22 | 0 | 0.068 | 0 | 0.018
| 0.528 | 0.008 | 0.243 | 0.005 | 0.17 | 0 | 0.065 | 0 | 0.018
| 0.528 | 0.052 | 0.122 | 0.031 | 0.107 | 0.014 | 0.06 | 0.007 | 0.018
| 0.528 | 0.182 | 0.046 | 0.081 | 0.06 | 0.051 | 0.045 | 0.037 | 0.012
| 0.528 | 0.364 | 0.16 | 0.152 | 0.045 | 0.111 | 0.053 | 0.085 | 0.027
| 0.528 | 0.525 | 0.192 | 0.225 | 0.042 | 0.169 | 0.068 | 0.125 | 0.058
| 0.528 | 0.65 | 0.211 | 0.312 | 0.042 | 0.216 | 0.086 | 0.173 | 0.08
| 0.528 | 0.732 | 0.227 | 0.361 | 0.029 | 0.268 | 0.104 | 0.209 | 0.089
| 0.528 | 0.768 | 0.241 | 0.387 | 0.011 | 0.334 | 0.121 | 0.234 | 0.09
| 0.528 | 0.755 | 0.245 | 0.413 | 0.002 | 0.336 | 0.131 | 0.261 | 0.084
| 0.528 | 0.711 | 0.252 | 0.443 | 0 | 0.284 | 0.132 | 0.302 | 0.085
| 0.528 | 0.602 | 0.283 | 0.483 | 0 | 0.233 | 0.127 | 0.333 | 0.086
| 0.528 | 0.454 | 0.305 | 0.452 | 0 | 0.189 | 0.114 | 0.305 | 0.071
| 0.528 | 0.314 | 0.277 | 0.331 | 0 | 0.152 | 0.089 | 0.212 | 0.059
| 0.528 | 0.177 | 0.19 | 0.208 | 0.002 | 0.111 | 0.054 | 0.112 | 0.035
| 0.528 | 0.07 | 0.145 | 0.093 | 0.008 | 0.064 | 0.034 | 0.055 | 0.015
| 0.528 | 0.017 | 0.151 | 0.031 | 0.009 | 0.027 | 0.025 | 0.017 | 0.008
| 0.528 | 0 | 0.199 | 0 | 0.013 | 0.005 | 0.023 | 0 | 0.014
| 0.528 | 0 | 0.199 | 0 | 0.016 | 0 | 0.024 | 0 | 0.015
| 0.528 | 0 | 0.184 | 0 | 0.016 | 0 | 0.028 | 0 | 0.018
| 0.528 | 0 | 0.169 | 0 | 0.02 | 0 | 0.032 | 0 | 0.019
| 0.528 | 0 | 0.161 | 0 | 0.042 | 0 | 0.037 | 0 | 0.018
| 0.528 | 0 | 0.169 | 0 | 0.088 | 0 | 0.048 | 0 | 0.016
| 0.528 | 0 | 0.183 | 0 | 0.151 | 0 | 0.055 | 0 | 0.012
| 0.528 | 0 | 0.194 | 0 | 0.215 | 0 | 0.058 | 0 | 0.011
| 0.528 | 0.007 | 0.186 | 0.017 | 0.176 | 0 | 0.076 | 0 | 0.009
| 0.528 | 0.055 | 0.08 | 0.058 | 0.039 | 0.011 | 0.078 | 0.012 | 0.008
| 0.528 | 0.172 | 0.031 | 0.171 | 0.005 | 0.055 | 0.063 | 0.048 | 0.005
| 0.528 | 0.349 | 0.112 | 0.32 | 0.029 | 0.179 | 0.073 | 0.104 | 0.015
| 0.528 | 0.512 | 0.13 | 0.444 | 0.043 | 0.276 | 0.115 | 0.183 | 0.035
| 0.528 | 0.643 | 0.142 | 0.534 | 0.031 | 0.34 | 0.145 | 0.206 | 0.042
| 0.528 | 0.732 | 0.147 | 0.623 | 0.017 | 0.354 | 0.147 | 0.238 | 0.048
| 0.528 | 0.77 | 0.146 | 0.682 | 0.008 | 0.52 | 0.14 | 0.307 | 0.058
| 0.528 | 0.753 | 0.14 | 0.722 | 0.003 | 0.659 | 0.142 | 0.37 | 0.069
| 0.528 | 0.713 | 0.131 | 0.701 | 0 | 0.638 | 0.137 | 0.352 | 0.069
| 0.528 | 0.635 | 0.124 | 0.634 | 0 | 0.58 | 0.121 | 0.245 | 0.059
| 0.528 | 0.525 | 0.126 | 0.527 | 0 | 0.467 | 0.104 | 0.166 | 0.039
| 0.528 | 0.387 | 0.119 | 0.385 | 0 | 0.295 | 0.082 | 0.102 | 0.018
| 0.528 | 0.222 | 0.078 | 0.23 | 0 | 0.169 | 0.055 | 0.076 | 0.006
| 0.528 | 0.083 | 0.061 | 0.095 | 0 | 0.081 | 0.031 | 0.065 | 0.001
| 0.528 | 0.022 | 0.062 | 0.028 | 0 | 0.039 | 0.022 | 0.019 | 0.001
| 0.528 | 0 | 0.059 | 0 | 0 | 0.013 | 0.02 | 0 | 0.004
| 0.528 | 0 | 0.053 | 0 | 0.001 | 0 | 0.016 | 0 | 0.009
| 0.528 | 0 | 0.045 | 0 | 0.006 | 0 | 0.013 | 0 | 0.012
| 0.528 | 0 | 0.041 | 0 | 0.034 | 0 | 0.011 | 0 | 0.009
| 0.528 | 0 | 0.037 | 0 | 0.078 | 0 | 0.011 | 0 | 0.008
| 0.528 | 0 | 0.033 | 0 | 0.126 | 0 | 0.01 | 0 | 0.007
| 0.528 | 0 | 0.021 | 0 | 0.16 | 0 | 0.009 | 0 | 0.008
| 0.528 | 0 | 0.011 | 0 | 0.158 | 0 | 0.008 | 0 | 0.009
| 0.528 | 0.006 | 0.004 | 0.009 | 0.135 | 0 | 0.011 | 0 | 0.016
| 0.528 | 0.053 | 0.001 | 0.044 | 0.075 | 0.015 | 0.014 | 0.009 | 0.023
| 0.528 | 0.167 | 0 | 0.102 | 0.011 | 0.075 | 0.013 | 0.041 | 0.017
| 0.528 | 0.341 | 0 | 0.199 | 0.001 | 0.179 | 0.018 | 0.102 | 0.017
| 0.528 | 0.501 | 0 | 0.383 | 0 | 0.259 | 0.024 | 0.209 | 0.051
| 0.528 | 0.627 | 0.001 | 0.571 | 0 | 0.334 | 0.032 | 0.266 | 0.083
| 0.528 | 0.719 | 0.002 | 0.668 | 0 | 0.468 | 0.047 | 0.328 | 0.114
| 0.528 | 0.754 | 0.005 | 0.701 | 0 | 0.608 | 0.057 | 0.262 | 0.106
| 0.528 | 0.739 | 0.009 | 0.696 | 0 | 0.572 | 0.058 | 0.24 | 0.091
| 0.528 | 0.669 | 0.016 | 0.639 | 0 | 0.512 | 0.058 | 0.195 | 0.093
| 0.528 | 0.582 | 0.023 | 0.568 | 0 | 0.287 | 0.035 | 0.148 | 0.076
| 0.528 | 0.472 | 0.025 | 0.472 | 0 | 0.153 | 0.016 | 0.105 | 0.044
| 0.528 | 0.343 | 0.02 | 0.359 | 0 | 0.097 | 0.018 | 0.08 | 0.023
| 0.528 | 0.21 | 0.019 | 0.212 | 0 | 0.064 | 0.026 | 0.076 | 0.024
| 0.528 | 0.082 | 0.013 | 0.09 | 0 | 0.034 | 0.035 | 0.049 | 0.024
| 0.528 | 0.02 | 0 | 0.027 | 0.008 | 0.012 | 0.049 | 0.015 | 0.03
| 0.528 | 0 | 0 | 0 | 0.091 | 0.001 | 0.063 | 0 | 0.035
| 0.528 | 0 | 0 | 0 | 0.215 | 0 | 0.056 | 0 | 0.034
| 0.528 | 0 | 0 | 0 | 0.281 | 0 | 0.046 | 0 | 0.032
| 0.528 | 0 | 0 | 0 | 0.294 | 0 | 0.037 | 0 | 0.031
| 0.528 | 0 | 0 | 0 | 0.254 | 0 | 0.03 | 0 | 0.019
| 0.528 | 0 | 0 | 0 | 0.228 | 0 | 0.026 | 0 | 0.031
| 0.528 | 0 | 0 | 0 | 0.226 | 0 | 0.022 | 0 | 0.064
| 0.528 | 0 | 0 | 0 | 0.243 | 0 | 0.017 | 0 | 0.071
| 0.528 | 0.006 | 0 | 0.013 | 0.225 | 0 | 0.014 | 0 | 0.071
| 0.528 | 0.05 | 0 | 0.061 | 0.09 | 0.006 | 0.013 | 0.003 | 0.065
| 0.528 | 0.157 | 0 | 0.158 | 0.006 | 0.024 | 0.014 | 0.029 | 0.059
| 0.528 | 0.265 | 0 | 0.284 | 0 | 0.046 | 0.02 | 0.092 | 0.039
| 0.528 | 0.352 | 0.004 | 0.415 | 0 | 0.062 | 0.019 | 0.136 | 0.061
| 0.528 | 0.483 | 0.031 | 0.554 | 0.001 | 0.088 | 0.019 | 0.159 | 0.101
| 0.528 | 0.625 | 0.085 | 0.637 | 0.005 | 0.14 | 0.024 | 0.217 | 0.197
| 0.528 | 0.704 | 0.137 | 0.649 | 0.009 | 0.171 | 0.037 | 0.21 | 0.227
| 0.528 | 0.752 | 0.178 | 0.591 | 0.017 | 0.164 | 0.054 | 0.24 | 0.278
| 0.528 | 0.73 | 0.22 | 0.475 | 0.041 | 0.153 | 0.056 | 0.254 | 0.32
| 0.528 | 0.656 | 0.251 | 0.324 | 0.063 | 0.19 | 0.049 | 0.273 | 0.315
| 0.528 | 0.538 | 0.235 | 0.196 | 0.056 | 0.242 | 0.049 | 0.247 | 0.264
| 0.528 | 0.368 | 0.136 | 0.171 | 0.067 | 0.22 | 0.051 | 0.207 | 0.223
| 0.528 | 0.198 | 0.091 | 0.128 | 0.056 | 0.151 | 0.036 | 0.152 | 0.133
| 0.528 | 0.077 | 0.06 | 0.074 | 0.03 | 0.109 | 0.022 | 0.111 | 0.075
| 0.528 | 0.016 | 0.065 | 0.026 | 0.043 | 0.057 | 0.023 | 0.039 | 0.017
| 0.528 | 0 | 0.096 | 0 | 0.107 | 0.012 | 0.045 | 0.002 | 0.006
| 0.528 | 0 | 0.164 | 0 | 0.231 | 0 | 0.077 | 0 | 0.001
| 0.528 | 0 | 0.223 | 0 | 0.26 | 0 | 0.083 | 0 | 0
| 0.528 | 0 | 0.24 | 0 | 0.263 | 0 | 0.082 | 0 | 0
| 0.528 | 0 | 0.238 | 0 | 0.236 | 0 | 0.076 | 0 | 0
| 0.528 | 0 | 0.222 | 0 | 0.201 | 0 | 0.069 | 0 | 0
| 0.528 | 0 | 0.183 | 0 | 0.247 | 0 | 0.061 | 0 | 0
| 0.528 | 0 | 0.14 | 0 | 0.274 | 0 | 0.065 | 0 | 0
| 0.528 | 0.005 | 0.137 | 0.013 | 0.236 | 0 | 0.071 | 0 | 0
| 0.528 | 0.051 | 0.092 | 0.053 | 0.152 | 0.01 | 0.069 | 0.005 | 0
| 0.528 | 0.161 | 0.033 | 0.17 | 0.325 | 0.053 | 0.068 | 0.046 | 0.001
| 0.528 | 0.331 | 0.069 | 0.338 | 0.374 | 0.142 | 0.101 | 0.133 | 0.001
| 0.528 | 0.503 | 0.131 | 0.494 | 0.32 | 0.273 | 0.139 | 0.263 | 0
| 0.528 | 0.635 | 0.184 | 0.623 | 0.27 | 0.447 | 0.174 | 0.483 | 0
| 0.528 | 0.731 | 0.233 | 0.713 | 0.223 | 0.584 | 0.219 | 0.636 | 0
| 0.528 | 0.778 | 0.272 | 0.76 | 0.198 | 0.666 | 0.264 | 0.714 | 0
| 0.528 | 0.781 | 0.297 | 0.763 | 0.184 | 0.701 | 0.285 | 0.739 | 0
| 0.528 | 0.737 | 0.31 | 0.719 | 0.153 | 0.69 | 0.287 | 0.715 | 0
| 0.528 | 0.645 | 0.311 | 0.648 | 0.121 | 0.667 | 0.272 | 0.622 | 0
| 0.528 | 0.527 | 0.296 | 0.538 | 0.103 | 0.599 | 0.241 | 0.572 | 0
| 0.528 | 0.389 | 0.244 | 0.393 | 0.095 | 0.479 | 0.21 | 0.468 | 0
| 0.528 | 0.224 | 0.138 | 0.237 | 0.076 | 0.352 | 0.17 | 0.278 | 0.001
| 0.528 | 0.079 | 0.084 | 0.096 | 0.083 | 0.199 | 0.118 | 0.138 | 0.002
| 0.528 | 0.018 | 0.088 | 0.029 | 0.179 | 0.069 | 0.068 | 0.04 | 0.005
| 0.528 | 0 | 0.11 | 0 | 0.274 | 0.017 | 0.058 | 0 | 0.004
| 0.528 | 0 | 0.119 | 0 | 0.282 | 0 | 0.062 | 0 | 0.003
| 0.528 | 0 | 0.124 | 0 | 0.252 | 0 | 0.061 | 0 | 0.002
| 0.528 | 0 | 0.118 | 0 | 0.209 | 0 | 0.051 | 0 | 0.001
| 0.528 | 0 | 0.101 | 0 | 0.191 | 0 | 0.043 | 0 | 0.001
| 0.528 | 0 | 0.078 | 0 | 0.164 | 0 | 0.035 | 0 | 0.001
| 0.528 | 0 | 0.052 | 0 | 0.124 | 0 | 0.026 | 0 | 0.001
| 0.528 | 0 | 0.027 | 0 | 0.103 | 0 | 0.017 | 0 | 0.002
| 0.528 | 0.003 | 0.013 | 0.008 | 0.101 | 0 | 0.009 | 0 | 0.002
| 0.528 | 0.049 | 0.006 | 0.049 | 0.07 | 0.024 | 0.004 | 0.021 | 0.002
| 0.528 | 0.153 | 0 | 0.123 | 0.021 | 0.076 | 0.001 | 0.081 | 0.001
| 0.528 | 0.32 | 0 | 0.272 | 0.1 | 0.203 | 0 | 0.215 | 0.001
| 0.528 | 0.48 | 0.007 | 0.444 | 0.152 | 0.362 | 0 | 0.44 | 0
| 0.528 | 0.614 | 0.011 | 0.546 | 0.111 | 0.521 | 0 | 0.599 | 0
| 0.528 | 0.69 | 0.014 | 0.6 | 0.075 | 0.644 | 0 | 0.713 | 0
| 0.528 | 0.73 | 0.021 | 0.548 | 0.053 | 0.708 | 0 | 0.782 | 0
| 0.528 | 0.751 | 0.027 | 0.489 | 0.04 | 0.754 | 0 | 0.809 | 0
| 0.528 | 0.736 | 0.032 | 0.458 | 0.036 | 0.754 | 0 | 0.795 | 0
| 0.528 | 0.662 | 0.035 | 0.4 | 0.041 | 0.7 | 0 | 0.737 | 0
| 0.528 | 0.546 | 0.034 | 0.313 | 0.05 | 0.616 | 0 | 0.636 | 0
| 0.528 | 0.395 | 0.025 | 0.267 | 0.057 | 0.5 | 0 | 0.5 | 0
| 0.528 | 0.225 | 0.022 | 0.176 | 0.053 | 0.354 | 0 | 0.33 | 0
| 0.528 | 0.076 | 0.011 | 0.084 | 0.046 | 0.199 | 0 | 0.153 | 0
| 0.528 | 0.016 | 0.001 | 0.025 | 0.09 | 0.062 | 0 | 0.038 | 0
| 0.528 | 0 | 0 | 0 | 0.197 | 0.018 | 0 | 0.001 | 0
| 0.528 | 0 | 0.002 | 0 | 0.231 | 0 | 0 | 0 | 0
| 0.528 | 0 | 0.018 | 0 | 0.188 | 0 | 0 | 0 | 0
| 0.528 | 0 | 0.058 | 0 | 0.166 | 0 | 0 | 0 | 0
| 0.528 | 0 | 0.087 | 0 | 0.17 | 0 | 0 | 0 | 0
| 0.528 | 0 | 0.123 | 0 | 0.221 | 0 | 0 | 0 | 0
| 0.528 | 0 | 0.147 | 0 | 0.266 | 0 | 0 | 0 | 0
| 0.528 | 0 | 0.144 | 0 | 0.272 | 0 | 0 | 0 | 0
| 0.528 | 0.004 | 0.097 | 0.009 | 0.211 | 0 | 0 | 0 | 0.001
| 0.528 | 0.05 | 0.022 | 0.052 | 0.082 | 0.023 | 0 | 0.024 | 0.002
| 0.528 | 0.159 | 0.003 | 0.167 | 0.021 | 0.061 | 0 | 0.08 | 0.002
| 0.528 | 0.321 | 0 | 0.331 | 0.047 | 0.222 | 0 | 0.26 | 0
| 0.528 | 0.486 | 0 | 0.484 | 0.064 | 0.4 | 0 | 0.444 | 0
| 0.528 | 0.613 | 0 | 0.606 | 0.033 | 0.556 | 0 | 0.595 | 0
| 0.528 | 0.71 | 0 | 0.688 | 0.008 | 0.674 | 0 | 0.708 | 0
| 0.528 | 0.765 | 0 | 0.732 | 0.003 | 0.751 | 0.002 | 0.778 | 0
| 0.528 | 0.773 | 0.001 | 0.728 | 0.004 | 0.787 | 0.009 | 0.805 | 0
| 0.528 | 0.737 | 0.002 | 0.668 | 0.005 | 0.784 | 0.022 | 0.789 | 0
| 0.528 | 0.66 | 0.003 | 0.622 | 0.005 | 0.738 | 0.045 | 0.732 | 0
| 0.528 | 0.544 | 0.002 | 0.524 | 0.003 | 0.653 | 0.07 | 0.634 | 0.001
| 0.528 | 0.393 | 0.001 | 0.387 | 0.001 | 0.529 | 0.09 | 0.496 | 0.002
| 0.528 | 0.223 | 0.002 | 0.229 | 0 | 0.374 | 0.09 | 0.327 | 0.003
| 0.528 | 0.073 | 0.003 | 0.086 | 0 | 0.204 | 0.071 | 0.15 | 0.004
| 0.528 | 0.015 | 0 | 0.024 | 0 | 0.059 | 0.065 | 0.036 | 0.004
| 0.528 | 0 | 0.003 | 0 | 0 | 0.017 | 0.072 | 0.001 | 0.003
| 0.528 | 0 | 0.014 | 0 | 0 | 0 | 0.07 | 0 | 0.002
| 0.528 | 0 | 0.028 | 0 | 0.001 | 0 | 0.056 | 0 | 0.002
| 0.528 | 0 | 0.041 | 0 | 0.016 | 0 | 0.053 | 0 | 0.002
| 0.528 | 0 | 0.049 | 0 | 0.068 | 0 | 0.05 | 0 | 0.002
| 0.528 | 0 | 0.049 | 0 | 0.128 | 0 | 0.043 | 0 | 0.001
| 0.528 | 0 | 0.047 | 0 | 0.177 | 0 | 0.032 | 0 | 0.001
| 0.528 | 0 | 0.045 | 0 | 0.214 | 0 | 0.023 | 0 | 0.001
| 0.528 | 0.003 | 0.041 | 0.007 | 0.264 | 0 | 0.015 | 0 | 0.001
| 0.528 | 0.045 | 0.032 | 0.046 | 0.247 | 0.023 | 0.01 | 0.022 | 0.001
| 0.528 | 0.157 | 0.005 | 0.164 | 0.08 | 0.065 | 0.004 | 0.077 | 0.001
| 0.528 | 0.326 | 0 | 0.333 | 0.009 | 0.203 | 0 | 0.258 | 0
| 0.528 | 0.484 | 0.001 | 0.486 | 0.02 | 0.344 | 0 | 0.444 | 0
| 0.528 | 0.609 | 0.034 | 0.608 | 0.034 | 0.492 | 0 | 0.596 | 0
| 0.528 | 0.687 | 0.082 | 0.689 | 0.037 | 0.603 | 0 | 0.707 | 0
| 0.528 | 0.73 | 0.127 | 0.734 | 0.039 | 0.67 | 0.001 | 0.777 | 0
| 0.528 | 0.731 | 0.156 | 0.74 | 0.041 | 0.699 | 0.005 | 0.805 | 0
| 0.528 | 0.707 | 0.155 | 0.706 | 0.036 | 0.709 | 0.012 | 0.788 | 0.001
| 0.528 | 0.628 | 0.132 | 0.633 | 0.031 | 0.705 | 0.024 | 0.731 | 0.002
| 0.528 | 0.51 | 0.103 | 0.525 | 0.027 | 0.645 | 0.033 | 0.632 | 0.005
| 0.528 | 0.358 | 0.107 | 0.383 | 0.026 | 0.523 | 0.041 | 0.488 | 0.01
| 0.528 | 0.204 | 0.11 | 0.225 | 0.025 | 0.37 | 0.042 | 0.323 | 0.018
| 0.528 | 0.075 | 0.054 | 0.082 | 0.014 | 0.2 | 0.041 | 0.151 | 0.026
| 0.528 | 0.013 | 0.036 | 0.022 | 0.012 | 0.067 | 0.04 | 0.04 | 0.018
| 0.528 | 0 | 0.039 | 0 | 0.008 | 0.015 | 0.038 | 0.001 | 0.014
| 0.528 | 0 | 0.053 | 0 | 0.005 | 0 | 0.037 | 0 | 0.01
| 0.528 | 0 | 0.065 | 0 | 0.015 | 0 | 0.033 | 0 | 0.005
| 0.528 | 0 | 0.076 | 0 | 0.088 | 0 | 0.029 | 0 | 0.003
| 0.528 | 0 | 0.08 | 0 | 0.22 | 0 | 0.028 | 0 | 0.002
| 0.528 | 0 | 0.088 | 0 | 0.285 | 0 | 0.028 | 0 | 0.002
| 0.528 | 0 | 0.092 | 0 | 0.267 | 0 | 0.029 | 0 | 0.001
| 0.528 | 0 | 0.087 | 0 | 0.234 | 0 | 0.029 | 0 | 0.001
| 0.528 | 0.002 | 0.077 | 0.006 | 0.203 | 0 | 0.023 | 0 | 0
| 0.528 | 0.046 | 0.066 | 0.044 | 0.147 | 0.017 | 0.02 | 0.019 | 0
| 0.528 | 0.132 | 0.05 | 0.159 | 0.031 | 0.073 | 0.022 | 0.075 | 0
| 0.528 | 0.255 | 0.006 | 0.318 | 0 | 0.192 | 0.008 | 0.183 | 0
| 0.528 | 0.413 | 0.008 | 0.464 | 0.001 | 0.334 | 0.02 | 0.374 | 0
| 0.528 | 0.542 | 0.055 | 0.589 | 0.003 | 0.45 | 0.036 | 0.521 | 0
| 0.528 | 0.585 | 0.07 | 0.67 | 0.006 | 0.431 | 0.036 | 0.657 | 0
| 0.528 | 0.62 | 0.067 | 0.715 | 0.009 | 0.347 | 0.037 | 0.72 | 0.001
| 0.528 | 0.614 | 0.055 | 0.719 | 0.018 | 0.396 | 0.041 | 0.57 | 0.001
| 0.528 | 0.519 | 0.047 | 0.7 | 0.009 | 0.415 | 0.042 | 0.49 | 0
| 0.528 | 0.449 | 0.041 | 0.627 | 0.002 | 0.318 | 0.048 | 0.482 | 0
| 0.528 | 0.358 | 0.043 | 0.518 | 0 | 0.301 | 0.051 | 0.464 | 0
| 0.528 | 0.258 | 0.057 | 0.374 | 0 | 0.378 | 0.051 | 0.423 | 0
| 0.528 | 0.148 | 0.036 | 0.22 | 0 | 0.293 | 0.045 | 0.312 | 0.001
| 0.528 | 0.06 | 0.022 | 0.082 | 0.001 | 0.163 | 0.042 | 0.151 | 0.002
| 0.528 | 0.008 | 0.036 | 0.022 | 0.066 | 0.06 | 0.035 | 0.042 | 0.001
| 0.528 | 0 | 0.068 | 0 | 0.141 | 0.008 | 0.016 | 0 | 0
| 0.528 | 0 | 0.093 | 0 | 0.188 | 0 | 0.005 | 0 | 0
| 0.528 | 0 | 0.113 | 0 | 0.197 | 0 | 0.003 | 0 | 0
| 0.528 | 0 | 0.133 | 0 | 0.175 | 0 | 0.008 | 0 | 0
| 0.528 | 0 | 0.147 | 0 | 0.107 | 0 | 0.013 | 0 | 0
| 0.528 | 0 | 0.149 | 0 | 0.038 | 0 | 0.013 | 0 | 0
| 0.528 | 0 | 0.143 | 0 | 0.009 | 0 | 0.011 | 0 | 0
| 0.528 | 0 | 0.137 | 0 | 0.003 | 0 | 0.011 | 0 | 0
| 0.528 | 0.001 | 0.127 | 0.005 | 0.003 | 0 | 0.014 | 0 | 0
| 0.528 | 0.035 | 0.108 | 0.05 | 0.004 | 0.018 | 0.017 | 0.014 | 0
| 0.528 | 0.112 | 0.065 | 0.145 | 0.002 | 0.069 | 0.019 | 0.061 | 0
| 0.528 | 0.22 | 0.009 | 0.28 | 0 | 0.206 | 0.044 | 0.125 | 0
| 0.528 | 0.338 | 0.001 | 0.41 | 0 | 0.353 | 0.123 | 0.231 | 0
| 0.528 | 0.441 | 0.005 | 0.516 | 0 | 0.499 | 0.166 | 0.384 | 0
| 0.528 | 0.562 | 0.008 | 0.562 | 0 | 0.616 | 0.179 | 0.476 | 0.001
| 0.528 | 0.606 | 0.006 | 0.606 | 0 | 0.634 | 0.179 | 0.515 | 0.001
| 0.528 | 0.613 | 0.003 | 0.619 | 0.002 | 0.525 | 0.183 | 0.537 | 0.001
| 0.528 | 0.549 | 0.002 | 0.577 | 0.002 | 0.468 | 0.184 | 0.479 | 0.002
| 0.528 | 0.48 | 0.001 | 0.526 | 0.001 | 0.41 | 0.185 | 0.445 | 0.002
| 0.528 | 0.378 | 0.003 | 0.441 | 0.001 | 0.393 | 0.195 | 0.32 | 0.005
| 0.528 | 0.256 | 0.008 | 0.319 | 0.005 | 0.318 | 0.178 | 0.159 | 0.004
| 0.528 | 0.147 | 0.014 | 0.196 | 0.011 | 0.163 | 0.117 | 0.073 | 0.001
| 0.528 | 0.057 | 0.011 | 0.084 | 0.006 | 0.085 | 0.068 | 0.032 | 0
| 0.528 | 0.007 | 0.014 | 0.021 | 0.005 | 0.038 | 0.048 | 0.006 | 0
| 0.528 | 0 | 0.017 | 0 | 0.022 | 0.008 | 0.045 | 0 | 0
| 0.528 | 0 | 0.014 | 0 | 0.099 | 0 | 0.038 | 0 | 0
| 0.528 | 0 | 0.009 | 0 | 0.253 | 0 | 0.03 | 0 | 0
| 0.528 | 0 | 0.006 | 0 | 0.413 | 0 | 0.028 | 0 | 0
| 0.528 | 0 | 0.003 | 0 | 0.457 | 0 | 0.033 | 0 | 0
| 0.528 | 0 | 0.001 | 0 | 0.422 | 0 | 0.025 | 0 | 0
| 0.528 | 0 | 0.001 | 0 | 0.363 | 0 | 0.017 | 0 | 0
| 0.528 | 0 | 0 | 0 | 0.327 | 0 | 0.011 | 0 | 0
| 0.528 | 0.001 | 0.001 | 0.005 | 0.297 | 0 | 0.008 | 0 | 0
| 0.528 | 0.038 | 0.004 | 0.047 | 0.16 | 0.009 | 0.006 | 0.006 | 0
| 0.528 | 0.101 | 0.013 | 0.123 | 0.061 | 0.051 | 0.005 | 0.037 | 0.001
| 0.528 | 0.162 | 0.01 | 0.192 | 0.049 | 0.143 | 0.009 | 0.084 | 0.003
| 0.528 | 0.218 | 0.011 | 0.228 | 0.058 | 0.314 | 0.013 | 0.134 | 0.01
| 0.528 | 0.294 | 0.036 | 0.407 | 0.094 | 0.437 | 0.017 | 0.194 | 0.017
| 0.528 | 0.308 | 0.101 | 0.294 | 0.118 | 0.546 | 0.021 | 0.236 | 0.029
| 0.528 | 0.326 | 0.174 | 0.264 | 0.18 | 0.582 | 0.026 | 0.253 | 0.043
| 0.528 | 0.295 | 0.21 | 0.204 | 0.368 | 0.563 | 0.03 | 0.294 | 0.057
| 0.528 | 0.282 | 0.225 | 0.38 | 0.603 | 0.489 | 0.035 | 0.259 | 0.065
| 0.528 | 0.215 | 0.2 | 0.312 | 0.586 | 0.389 | 0.045 | 0.283 | 0.069
| 0.528 | 0.148 | 0.155 | 0.229 | 0.425 | 0.279 | 0.058 | 0.256 | 0.068
| 0.528 | 0.126 | 0.114 | 0.132 | 0.202 | 0.183 | 0.067 | 0.215 | 0.067
| 0.528 | 0.124 | 0.107 | 0.057 | 0.08 | 0.112 | 0.061 | 0.133 | 0.053
| 0.528 | 0.065 | 0.144 | 0.018 | 0.038 | 0.063 | 0.047 | 0.087 | 0.036
| 0.528 | 0.01 | 0.201 | 0.001 | 0.011 | 0.028 | 0.048 | 0.032 | 0.028
| 0.528 | 0 | 0.246 | 0 | 0.001 | 0.003 | 0.057 | 0 | 0.035
| 0.528 | 0 | 0.261 | 0 | 0 | 0 | 0.06 | 0 | 0.041
| 0.528 | 0 | 0.295 | 0 | 0.01 | 0 | 0.056 | 0 | 0.034
| 0.528 | 0 | 0.347 | 0 | 0.084 | 0 | 0.046 | 0 | 0.022
| 0.528 | 0 | 0.385 | 0 | 0.123 | 0 | 0.045 | 0 | 0.017
| 0.528 | 0 | 0.353 | 0 | 0.099 | 0 | 0.048 | 0 | 0.017
| 0.528 | 0 | 0.291 | 0 | 0.118 | 0 | 0.054 | 0 | 0.017
| 0.528 | 0 | 0.254 | 0 | 0.161 | 0 | 0.063 | 0 | 0.015
| 0.528 | 0.001 | 0.252 | 0.002 | 0.175 | 0 | 0.068 | 0 | 0.015
| 0.528 | 0.043 | 0.183 | 0.033 | 0.097 | 0.011 | 0.061 | 0.009 | 0.015
| 0.528 | 0.153 | 0.2 | 0.076 | 0.072 | 0.058 | 0.043 | 0.052 | 0.012
| 0.528 | 0.332 | 0.298 | 0.112 | 0.109 | 0.158 | 0.058 | 0.105 | 0.017
| 0.528 | 0.5 | 0.442 | 0.125 | 0.217 | 0.287 | 0.077 | 0.141 | 0.02
| 0.528 | 0.635 | 0.552 | 0.135 | 0.341 | 0.418 | 0.093 | 0.207 | 0.028
| 0.528 | 0.735 | 0.625 | 0.126 | 0.374 | 0.518 | 0.12 | 0.541 | 0.045
| 0.528 | 0.783 | 0.663 | 0.158 | 0.316 | 0.568 | 0.135 | 0.726 | 0.06
| 0.528 | 0.789 | 0.68 | 0.213 | 0.277 | 0.61 | 0.139 | 0.744 | 0.074
| 0.528 | 0.749 | 0.692 | 0.344 | 0.356 | 0.606 | 0.144 | 0.736 | 0.078
| 0.528 | 0.663 | 0.697 | 0.385 | 0.42 | 0.568 | 0.154 | 0.674 | 0.075
| 0.528 | 0.523 | 0.685 | 0.375 | 0.466 | 0.509 | 0.173 | 0.542 | 0.068
| 0.528 | 0.348 | 0.635 | 0.274 | 0.468 | 0.429 | 0.187 | 0.387 | 0.055
| 0.528 | 0.191 | 0.54 | 0.166 | 0.458 | 0.311 | 0.183 | 0.194 | 0.043
| 0.528 | 0.067 | 0.403 | 0.074 | 0.488 | 0.177 | 0.159 | 0.077 | 0.024
| 0.528 | 0.009 | 0.324 | 0.015 | 0.55 | 0.059 | 0.11 | 0.025 | 0.013
| 0.528 | 0 | 0.33 | 0 | 0.565 | 0.01 | 0.105 | 0 | 0.013
| 0.528 | 0 | 0.299 | 0 | 0.563 | 0 | 0.106 | 0 | 0.011
| 0.528 | 0 | 0.228 | 0 | 0.573 | 0 | 0.097 | 0 | 0.008
| 0.528 | 0 | 0.219 | 0 | 0.576 | 0 | 0.096 | 0 | 0.004
| 0.528 | 0 | 0.212 | 0 | 0.578 | 0 | 0.096 | 0 | 0.002
| 0.528 | 0 | 0.2 | 0 | 0.607 | 0 | 0.083 | 0 | 0.001
| 0.528 | 0 | 0.182 | 0 | 0.635 | 0 | 0.067 | 0 | 0
| 0.528 | 0 | 0.182 | 0 | 0.635 | 0 | 0.058 | 0 | 0
| 0.528 | 0.001 | 0.191 | 0.003 | 0.614 | 0 | 0.045 | 0 | 0
| 0.528 | 0.04 | 0.105 | 0.043 | 0.539 | 0.01 | 0.035 | 0.004 | 0
| 0.528 | 0.154 | 0.027 | 0.157 | 0.5 | 0.059 | 0.027 | 0.026 | 0
| 0.528 | 0.326 | 0.094 | 0.329 | 0.558 | 0.154 | 0.028 | 0.059 | 0
| 0.528 | 0.476 | 0.121 | 0.49 | 0.58 | 0.348 | 0.026 | 0.111 | 0.003
| 0.528 | 0.588 | 0.148 | 0.618 | 0.552 | 0.482 | 0.025 | 0.161 | 0.014
| 0.528 | 0.672 | 0.174 | 0.71 | 0.513 | 0.563 | 0.029 | 0.226 | 0.027
| 0.528 | 0.741 | 0.194 | 0.75 | 0.454 | 0.619 | 0.027 | 0.272 | 0.036
| 0.528 | 0.762 | 0.207 | 0.742 | 0.38 | 0.686 | 0.028 | 0.278 | 0.048
| 0.528 | 0.744 | 0.212 | 0.701 | 0.285 | 0.67 | 0.032 | 0.256 | 0.054
| 0.528 | 0.637 | 0.22 | 0.621 | 0.192 | 0.611 | 0.034 | 0.203 | 0.055
| 0.528 | 0.455 | 0.222 | 0.508 | 0.12 | 0.522 | 0.035 | 0.154 | 0.045
| 0.528 | 0.252 | 0.18 | 0.359 | 0.068 | 0.424 | 0.035 | 0.114 | 0.032
| 0.528 | 0.142 | 0.132 | 0.209 | 0.034 | 0.289 | 0.033 | 0.062 | 0.019
| 0.528 | 0.065 | 0.121 | 0.079 | 0.017 | 0.155 | 0.028 | 0.029 | 0.007
| 0.528 | 0.009 | 0.151 | 0.015 | 0.021 | 0.055 | 0.021 | 0.007 | 0.004
| 0.528 | 0 | 0.152 | 0 | 0.033 | 0.007 | 0.02 | 0 | 0.002
| 0.528 | 0 | 0.157 | 0 | 0.03 | 0 | 0.02 | 0 | 0
| 0.528 | 0 | 0.172 | 0 | 0.014 | 0 | 0.025 | 0 | 0
| 0.528 | 0 | 0.186 | 0 | 0.005 | 0 | 0.027 | 0 | 0
| 0.528 | 0 | 0.192 | 0 | 0.001 | 0 | 0.023 | 0 | 0
| 0.528 | 0 | 0.188 | 0 | 0.001 | 0 | 0.022 | 0 | 0
| 0.528 | 0 | 0.199 | 0 | 0.011 | 0 | 0.021 | 0 | 0
| 0.528 | 0 | 0.196 | 0 | 0.043 | 0 | 0.022 | 0 | 0
| 0.528 | 0 | 0.183 | 0 | 0.082 | 0 | 0.025 | 0 | 0
| 0.528 | 0.032 | 0.112 | 0.015 | 0.088 | 0.014 | 0.025 | 0.004 | 0
| 0.528 | 0.115 | 0.05 | 0.049 | 0.036 | 0.061 | 0.019 | 0.033 | 0
| 0.528 | 0.285 | 0.132 | 0.098 | 0.006 | 0.158 | 0.022 | 0.102 | 0
| 0.528 | 0.475 | 0.195 | 0.156 | 0.003 | 0.312 | 0.026 | 0.181 | 0.001
| 0.528 | 0.57 | 0.229 | 0.241 | 0.005 | 0.495 | 0.032 | 0.366 | 0.002
| 0.528 | 0.632 | 0.242 | 0.309 | 0.003 | 0.613 | 0.048 | 0.496 | 0.006
| 0.528 | 0.668 | 0.243 | 0.31 | 0.001 | 0.663 | 0.068 | 0.533 | 0.017
| 0.528 | 0.69 | 0.261 | 0.287 | 0 | 0.707 | 0.084 | 0.615 | 0.033
| 0.528 | 0.637 | 0.278 | 0.254 | 0 | 0.707 | 0.091 | 0.651 | 0.041
| 0.528 | 0.563 | 0.267 | 0.314 | 0 | 0.674 | 0.094 | 0.55 | 0.047
| 0.528 | 0.449 | 0.243 | 0.274 | 0 | 0.593 | 0.1 | 0.493 | 0.055
| 0.528 | 0.302 | 0.204 | 0.2 | 0 | 0.443 | 0.107 | 0.318 | 0.052
| 0.528 | 0.181 | 0.132 | 0.13 | 0.003 | 0.293 | 0.107 | 0.132 | 0.037
| 0.528 | 0.07 | 0.071 | 0.073 | 0.011 | 0.147 | 0.091 | 0.046 | 0.019
| 0.528 | 0.007 | 0.084 | 0.016 | 0.07 | 0.042 | 0.057 | 0.008 | 0.01
| 0.528 | 0 | 0.125 | 0 | 0.164 | 0.004 | 0.057 | 0 | 0.006
| 0.528 | 0 | 0.145 | 0 | 0.225 | 0 | 0.058 | 0 | 0.005
| 0.528 | 0 | 0.133 | 0 | 0.26 | 0 | 0.053 | 0 | 0.004
| 0.528 | 0 | 0.122 | 0 | 0.252 | 0 | 0.05 | 0 | 0.002
| 0.528 | 0 | 0.133 | 0 | 0.206 | 0 | 0.049 | 0 | 0.001
| 0.528 | 0 | 0.147 | 0 | 0.192 | 0 | 0.049 | 0 | 0.003
| 0.528 | 0 | 0.158 | 0 | 0.217 | 0 | 0.054 | 0 | 0.004
| 0.528 | 0 | 0.163 | 0 | 0.239 | 0 | 0.057 | 0 | 0.005
| 0.528 | 0 | 0.167 | 0.002 | 0.226 | 0 | 0.056 | 0 | 0.006
| 0.528 | 0.022 | 0.128 | 0.046 | 0.086 | 0.007 | 0.058 | 0.001 | 0.008
| 0.528 | 0.082 | 0.042 | 0.137 | 0.004 | 0.047 | 0.048 | 0.012 | 0.008
| 0.528 | 0.213 | 0.068 | 0.26 | 0 | 0.099 | 0.052 | 0.027 | 0.014
| 0.528 | 0.371 | 0.161 | 0.394 | 0.001 | 0.136 | 0.071 | 0.052 | 0.027
| 0.528 | 0.484 | 0.214 | 0.533 | 0.001 | 0.147 | 0.087 | 0.086 | 0.038
| 0.528 | 0.471 | 0.271 | 0.644 | 0.001 | 0.152 | 0.106 | 0.101 | 0.045
| 0.528 | 0.394 | 0.312 | 0.702 | 0.001 | 0.166 | 0.135 | 0.135 | 0.054
| 0.528 | 0.291 | 0.338 | 0.704 | 0.002 | 0.195 | 0.158 | 0.17 | 0.062
| 0.528 | 0.245 | 0.346 | 0.588 | 0.002 | 0.23 | 0.186 | 0.153 | 0.061
| 0.528 | 0.205 | 0.314 | 0.42 | 0.001 | 0.215 | 0.209 | 0.134 | 0.057
| 0.528 | 0.234 | 0.303 | 0.248 | 0.002 | 0.155 | 0.213 | 0.104 | 0.048
| 0.528 | 0.28 | 0.325 | 0.14 | 0.005 | 0.109 | 0.183 | 0.076 | 0.045
| 0.528 | 0.102 | 0.248 | 0.088 | 0.007 | 0.075 | 0.166 | 0.046 | 0.036
| 0.528 | 0.039 | 0.198 | 0.032 | 0.007 | 0.045 | 0.155 | 0.018 | 0.025
| 0.528 | 0.004 | 0.21 | 0.005 | 0.025 | 0.021 | 0.159 | 0.002 | 0.021
| 0.528 | 0 | 0.179 | 0 | 0.111 | 0.001 | 0.164 | 0 | 0.019
| 0.528 | 0 | 0.179 | 0 | 0.249 | 0 | 0.144 | 0 | 0.015
| 0.528 | 0 | 0.186 | 0 | 0.367 | 0 | 0.114 | 0 | 0.013
| 0.528 | 0 | 0.167 | 0 | 0.362 | 0 | 0.095 | 0 | 0.017
| 0.528 | 0 | 0.14 | 0 | 0.293 | 0 | 0.076 | 0 | 0.02
| 0.528 | 0 | 0.155 | 0 | 0.227 | 0 | 0.068 | 0 | 0.02
| 0.528 | 0 | 0.177 | 0 | 0.234 | 0 | 0.063 | 0 | 0.021
| 0.528 | 0 | 0.195 | 0 | 0.233 | 0 | 0.064 | 0 | 0.025
| 0.528 | 0 | 0.196 | 0.001 | 0.218 | 0 | 0.068 | 0 | 0.033
| 0.528 | 0.029 | 0.134 | 0.035 | 0.172 | 0.002 | 0.07 | 0 | 0.051
| 0.528 | 0.12 | 0.088 | 0.085 | 0.065 | 0.023 | 0.061 | 0.005 | 0.064
| 0.528 | 0.196 | 0.233 | 0.143 | 0.011 | 0.063 | 0.059 | 0.02 | 0.074
| 0.528 | 0.258 | 0.317 | 0.206 | 0.008 | 0.112 | 0.07 | 0.049 | 0.053
| 0.528 | 0.589 | 0.444 | 0.276 | 0.026 | 0.193 | 0.11 | 0.124 | 0.041
| 0.528 | 0.641 | 0.525 | 0.365 | 0.043 | 0.242 | 0.158 | 0.154 | 0.048
| 0.528 | 0.475 | 0.544 | 0.379 | 0.051 | 0.271 | 0.201 | 0.159 | 0.068
| 0.528 | 0.267 | 0.473 | 0.377 | 0.06 | 0.265 | 0.227 | 0.136 | 0.077
| 0.528 | 0.362 | 0.444 | 0.358 | 0.052 | 0.242 | 0.224 | 0.171 | 0.089
| 0.528 | 0.493 | 0.413 | 0.292 | 0.033 | 0.215 | 0.192 | 0.193 | 0.103
| 0.528 | 0.308 | 0.332 | 0.216 | 0.021 | 0.174 | 0.157 | 0.153 | 0.099
| 0.528 | 0.22 | 0.228 | 0.167 | 0.014 | 0.125 | 0.114 | 0.112 | 0.09
| 0.528 | 0.166 | 0.163 | 0.104 | 0.008 | 0.073 | 0.081 | 0.074 | 0.073
| 0.528 | 0.06 | 0.134 | 0.048 | 0.004 | 0.032 | 0.064 | 0.039 | 0.063
| 0.528 | 0.004 | 0.112 | 0.007 | 0.005 | 0.01 | 0.057 | 0.009 | 0.065
| 0.528 | 0 | 0.086 | 0 | 0.002 | 0 | 0.071 | 0 | 0.063
| 0.528 | 0 | 0.087 | 0 | 0.004 | 0 | 0.105 | 0 | 0.058
| 0.528 | 0 | 0.094 | 0 | 0.027 | 0 | 0.092 | 0 | 0.05
| 0.528 | 0 | 0.104 | 0 | 0.086 | 0 | 0.069 | 0 | 0.043
| 0.528 | 0 | 0.113 | 0 | 0.157 | 0 | 0.055 | 0 | 0.042
| 0.528 | 0 | 0.121 | 0 | 0.125 | 0 | 0.049 | 0 | 0.036
| 0.528 | 0 | 0.122 | 0 | 0.059 | 0 | 0.042 | 0 | 0.018
| 0.528 | 0 | 0.113 | 0 | 0.024 | 0 | 0.036 | 0 | 0.011
| 0.528 | 0 | 0.099 | 0.001 | 0.004 | 0 | 0.023 | 0 | 0.007
| 0.528 | 0.033 | 0.072 | 0.041 | 0 | 0.001 | 0.016 | 0.007 | 0.008
| 0.528 | 0.13 | 0.014 | 0.143 | 0 | 0.025 | 0.008 | 0.063 | 0.006
| 0.528 | 0.289 | 0.001 | 0.291 | 0 | 0.078 | 0.002 | 0.164 | 0.005
| 0.528 | 0.43 | 0.001 | 0.418 | 0 | 0.196 | 0.003 | 0.287 | 0.015
| 0.528 | 0.452 | 0.002 | 0.579 | 0 | 0.223 | 0.009 | 0.441 | 0.026
| 0.528 | 0.47 | 0.005 | 0.658 | 0 | 0.22 | 0.026 | 0.611 | 0.041
| 0.528 | 0.605 | 0.009 | 0.695 | 0 | 0.216 | 0.046 | 0.713 | 0.055
| 0.528 | 0.69 | 0.008 | 0.696 | 0 | 0.287 | 0.084 | 0.75 | 0.068
| 0.528 | 0.696 | 0.005 | 0.637 | 0 | 0.379 | 0.128 | 0.751 | 0.068
| 0.528 | 0.633 | 0.002 | 0.579 | 0 | 0.337 | 0.142 | 0.697 | 0.061
| 0.528 | 0.515 | 0.001 | 0.486 | 0.001 | 0.214 | 0.102 | 0.598 | 0.05
| 0.528 | 0.343 | 0 | 0.347 | 0.003 | 0.131 | 0.07 | 0.465 | 0.034
| 0.528 | 0.151 | 0 | 0.195 | 0.013 | 0.08 | 0.078 | 0.295 | 0.014
| 0.528 | 0.049 | 0 | 0.066 | 0.06 | 0.065 | 0.095 | 0.125 | 0.011
| 0.528 | 0.003 | 0.007 | 0.011 | 0.217 | 0.027 | 0.098 | 0.027 | 0.001
| 0.528 | 0 | 0.038 | 0 | 0.332 | 0.001 | 0.119 | 0 | 0
| 0.528 | 0 | 0.063 | 0 | 0.323 | 0 | 0.164 | 0 | 0
| 0.528 | 0 | 0.069 | 0 | 0.233 | 0 | 0.195 | 0 | 0
| 0.528 | 0 | 0.054 | 0 | 0.134 | 0 | 0.18 | 0 | 0
| 0.528 | 0 | 0.033 | 0 | 0.071 | 0 | 0.195 | 0 | 0
| 0.528 | 0 | 0.019 | 0 | 0.043 | 0 | 0.19 | 0 | 0
| 0.528 | 0 | 0.017 | 0 | 0.039 | 0 | 0.183 | 0 | 0
| 0.528 | 0 | 0.012 | 0 | 0.05 | 0 | 0.207 | 0 | 0
| 0.528 | 0 | 0.008 | 0.001 | 0.064 | 0 | 0.195 | 0 | 0
| 0.528 | 0.034 | 0.006 | 0.038 | 0.041 | 0.001 | 0.176 | 0.008 | 0
| 0.528 | 0.126 | 0.005 | 0.139 | 0.015 | 0.04 | 0.158 | 0.066 | 0
| 0.528 | 0.267 | 0 | 0.294 | 0.001 | 0.139 | 0.173 | 0.195 | 0
| 0.528 | 0.409 | 0 | 0.44 | 0.002 | 0.236 | 0.192 | 0.373 | 0.001
| 0.528 | 0.5 | 0 | 0.554 | 0.008 | 0.392 | 0.21 | 0.57 | 0.004
| 0.528 | 0.529 | 0.004 | 0.634 | 0.021 | 0.54 | 0.229 | 0.681 | 0.005
| 0.528 | 0.468 | 0.012 | 0.676 | 0.039 | 0.625 | 0.252 | 0.752 | 0.004
| 0.528 | 0.532 | 0.032 | 0.677 | 0.063 | 0.727 | 0.274 | 0.777 | 0.005
| 0.528 | 0.5 | 0.073 | 0.597 | 0.099 | 0.721 | 0.272 | 0.721 | 0.011
| 0.528 | 0.435 | 0.118 | 0.491 | 0.127 | 0.671 | 0.259 | 0.562 | 0.026
| 0.528 | 0.338 | 0.14 | 0.31 | 0.104 | 0.594 | 0.224 | 0.405 | 0.034
| 0.528 | 0.254 | 0.132 | 0.173 | 0.063 | 0.475 | 0.182 | 0.304 | 0.028
| 0.528 | 0.148 | 0.113 | 0.106 | 0.045 | 0.33 | 0.149 | 0.218 | 0.017
| 0.528 | 0.05 | 0.135 | 0.048 | 0.086 | 0.171 | 0.105 | 0.118 | 0.007
| 0.528 | 0.002 | 0.164 | 0.005 | 0.166 | 0.05 | 0.066 | 0.027 | 0.004
| 0.528 | 0 | 0.164 | 0 | 0.287 | 0.001 | 0.059 | 0 | 0.002
| 0.528 | 0 | 0.143 | 0 | 0.429 | 0 | 0.054 | 0 | 0.001
| 0.528 | 0 | 0.117 | 0 | 0.463 | 0 | 0.035 | 0 | 0.001
| 0.528 | 0 | 0.107 | 0 | 0.378 | 0 | 0.02 | 0 | 0
| 0.528 | 0 | 0.112 | 0 | 0.345 | 0 | 0.015 | 0 | 0
| 0.528 | 0 | 0.112 | 0 | 0.314 | 0 | 0.019 | 0 | 0
| 0.528 | 0 | 0.101 | 0 | 0.3 | 0 | 0.023 | 0 | 0
| 0.528 | 0 | 0.083 | 0 | 0.265 | 0 | 0.02 | 0 | 0
| 0.528 | 0 | 0.07 | 0 | 0.238 | 0 | 0.024 | 0 | 0
| 0.528 | 0.022 | 0.061 | 0.037 | 0.152 | 0.002 | 0.03 | 0.007 | 0
| 0.528 | 0.088 | 0.043 | 0.14 | 0.039 | 0.02 | 0.032 | 0.065 | 0
| 0.528 | 0.183 | 0.007 | 0.297 | 0.217 | 0.043 | 0.02 | 0.173 | 0
| 0.528 | 0.28 | 0.002 | 0.431 | 0.294 | 0.081 | 0.027 | 0.33 | 0
| 0.528 | 0.361 | 0.003 | 0.504 | 0.238 | 0.119 | 0.048 | 0.507 | 0.001
| 0.528 | 0.418 | 0.013 | 0.588 | 0.195 | 0.151 | 0.082 | 0.606 | 0.005
| 0.528 | 0.441 | 0.022 | 0.699 | 0.161 | 0.192 | 0.109 | 0.653 | 0.013
| 0.528 | 0.429 | 0.037 | 0.699 | 0.126 | 0.264 | 0.142 | 0.625 | 0.019
| 0.528 | 0.573 | 0.058 | 0.657 | 0.087 | 0.323 | 0.167 | 0.456 | 0.025
| 0.528 | 0.493 | 0.078 | 0.598 | 0.058 | 0.331 | 0.179 | 0.42 | 0.025
| 0.528 | 0.381 | 0.094 | 0.491 | 0.047 | 0.278 | 0.173 | 0.269 | 0.024
| 0.528 | 0.257 | 0.103 | 0.344 | 0.039 | 0.224 | 0.154 | 0.122 | 0.018
| 0.528 | 0.138 | 0.058 | 0.174 | 0.036 | 0.178 | 0.133 | 0.144 | 0.011
| 0.528 | 0.045 | 0.05 | 0.052 | 0.073 | 0.121 | 0.095 | 0.114 | 0.006
| 0.528 | 0.001 | 0.056 | 0.005 | 0.144 | 0.035 | 0.059 | 0.024 | 0.002
| 0.528 | 0 | 0.065 | 0 | 0.181 | 0 | 0.056 | 0 | 0.001
| 0.528 | 0 | 0.078 | 0 | 0.2 | 0 | 0.05 | 0 | 0
| 0.528 | 0 | 0.089 | 0 | 0.222 | 0 | 0.04 | 0 | 0
| 0.528 | 0 | 0.093 | 0 | 0.17 | 0 | 0.043 | 0 | 0
| 0.528 | 0 | 0.074 | 0 | 0.11 | 0 | 0.034 | 0 | 0
| 0.528 | 0 | 0.06 | 0 | 0.065 | 0 | 0.022 | 0 | 0
| 0.528 | 0 | 0.063 | 0 | 0.031 | 0 | 0.019 | 0 | 0
| 0.528 | 0 | 0.069 | 0 | 0.02 | 0 | 0.026 | 0 | 0
| 0.528 | 0 | 0.077 | 0 | 0.021 | 0 | 0.035 | 0 | 0
| 0.528 | 0.021 | 0.086 | 0.019 | 0.029 | 0 | 0.035 | 0.004 | 0
| 0.528 | 0.087 | 0.074 | 0.05 | 0.018 | 0.017 | 0.035 | 0.047 | 0
| 0.528 | 0.187 | 0.028 | 0.193 | 0.006 | 0.039 | 0.029 | 0.14 | 0
| 0.528 | 0.296 | 0.035 | 0.299 | 0.045 | 0.056 | 0.023 | 0.332 | 0
| 0.528 | 0.397 | 0.045 | 0.417 | 0.049 | 0.095 | 0.032 | 0.504 | 0
| 0.528 | 0.64 | 0.034 | 0.484 | 0.031 | 0.293 | 0.105 | 0.593 | 0
| 0.528 | 0.679 | 0.015 | 0.548 | 0.024 | 0.465 | 0.141 | 0.64 | 0.002
| 0.528 | 0.676 | 0.004 | 0.531 | 0.024 | 0.369 | 0.134 | 0.664 | 0.007
| 0.528 | 0.671 | 0.002 | 0.477 | 0.015 | 0.378 | 0.139 | 0.566 | 0.011
| 0.528 | 0.589 | 0.001 | 0.467 | 0.013 | 0.337 | 0.153 | 0.513 | 0.01
| 0.528 | 0.466 | 0.002 | 0.404 | 0.017 | 0.238 | 0.143 | 0.475 | 0.008
| 0.528 | 0.311 | 0.002 | 0.295 | 0.026 | 0.125 | 0.102 | 0.362 | 0.006
| 0.528 | 0.161 | 0.002 | 0.17 | 0.041 | 0.075 | 0.058 | 0.193 | 0.004
| 0.528 | 0.048 | 0.001 | 0.056 | 0.088 | 0.042 | 0.038 | 0.083 | 0.002
| 0.528 | 0.001 | 0 | 0.005 | 0.168 | 0.017 | 0.034 | 0.017 | 0
| 0.528 | 0 | 0 | 0 | 0.182 | 0 | 0.037 | 0 | 0
| 0.528 | 0 | 0 | 0 | 0.145 | 0 | 0.038 | 0 | 0
| 0.528 | 0 | 0 | 0 | 0.096 | 0 | 0.042 | 0 | 0
| 0.528 | 0 | 0.001 | 0 | 0.055 | 0 | 0.046 | 0 | 0
| 0.528 | 0 | 0.007 | 0 | 0.028 | 0 | 0.055 | 0 | 0
| 0.528 | 0 | 0.015 | 0 | 0.004 | 0 | 0.068 | 0 | 0
| 0.528 | 0 | 0.022 | 0 | 0 | 0 | 0.066 | 0 | 0
| 0.528 | 0 | 0.025 | 0 | 0 | 0 | 0.065 | 0 | 0
| 0.528 | 0 | 0.023 | 0 | 0.006 | 0 | 0.071 | 0 | 0
| 0.528 | 0.025 | 0.013 | 0.033 | 0.04 | 0.003 | 0.07 | 0.005 | 0
| 0.528 | 0.106 | 0.001 | 0.12 | 0.015 | 0.037 | 0.061 | 0.055 | 0
| 0.528 | 0.231 | 0 | 0.254 | 0.017 | 0.074 | 0.053 | 0.154 | 0
| 0.528 | 0.36 | 0 | 0.401 | 0.068 | 0.114 | 0.063 | 0.303 | 0.002
| 0.528 | 0.466 | 0.001 | 0.508 | 0.076 | 0.158 | 0.12 | 0.468 | 0.005
| 0.528 | 0.533 | 0.003 | 0.617 | 0.049 | 0.191 | 0.133 | 0.599 | 0.008
| 0.528 | 0.585 | 0.005 | 0.638 | 0.019 | 0.209 | 0.142 | 0.642 | 0.011
| 0.528 | 0.568 | 0.008 | 0.619 | 0.004 | 0.176 | 0.134 | 0.633 | 0.016
| 0.528 | 0.468 | 0.016 | 0.533 | 0.002 | 0.143 | 0.118 | 0.583 | 0.023
| 0.528 | 0.359 | 0.023 | 0.441 | 0.002 | 0.134 | 0.105 | 0.499 | 0.03
| 0.528 | 0.259 | 0.028 | 0.331 | 0.002 | 0.129 | 0.098 | 0.402 | 0.031
| 0.528 | 0.178 | 0.035 | 0.203 | 0.002 | 0.161 | 0.112 | 0.224 | 0.027
| 0.528 | 0.099 | 0.03 | 0.09 | 0.004 | 0.166 | 0.119 | 0.095 | 0.019
| 0.528 | 0.032 | 0.067 | 0.029 | 0.058 | 0.126 | 0.118 | 0.034 | 0.011
| 0.528 | 0 | 0.116 | 0.001 | 0.109 | 0.042 | 0.108 | 0.006 | 0.006
| 0.528 | 0 | 0.147 | 0 | 0.091 | 0.001 | 0.154 | 0 | 0.009
| 0.528 | 0 | 0.187 | 0 | 0.076 | 0 | 0.168 | 0 | 0.014
| 0.528 | 0 | 0.205 | 0 | 0.103 | 0 | 0.165 | 0 | 0.012
| 0.528 | 0 | 0.208 | 0 | 0.145 | 0 | 0.155 | 0 | 0.009
| 0.528 | 0 | 0.225 | 0 | 0.207 | 0 | 0.153 | 0 | 0.008
| 0.528 | 0 | 0.216 | 0 | 0.213 | 0 | 0.118 | 0 | 0.005
| 0.528 | 0 | 0.174 | 0 | 0.261 | 0 | 0.085 | 0 | 0.003
| 0.528 | 0 | 0.152 | 0 | 0.346 | 0 | 0.068 | 0 | 0.001
| 0.528 | 0 | 0.176 | 0 | 0.352 | 0 | 0.059 | 0 | 0
| 0.528 | 0.013 | 0.117 | 0.029 | 0.33 | 0.003 | 0.046 | 0.003 | 0
| 0.528 | 0.058 | 0.072 | 0.119 | 0.402 | 0.05 | 0.043 | 0.051 | 0
| 0.528 | 0.121 | 0.069 | 0.279 | 0.566 | 0.179 | 0.035 | 0.134 | 0.001
| 0.528 | 0.211 | 0.069 | 0.444 | 0.658 | 0.354 | 0.054 | 0.221 | 0.002
| 0.528 | 0.336 | 0.057 | 0.581 | 0.682 | 0.504 | 0.061 | 0.314 | 0.004
| 0.528 | 0.419 | 0.047 | 0.675 | 0.639 | 0.58 | 0.074 | 0.389 | 0.007
| 0.528 | 0.483 | 0.055 | 0.732 | 0.594 | 0.556 | 0.1 | 0.601 | 0.012
| 0.528 | 0.523 | 0.077 | 0.744 | 0.558 | 0.396 | 0.121 | 0.752 | 0.02
| 0.528 | 0.564 | 0.097 | 0.706 | 0.475 | 0.43 | 0.135 | 0.78 | 0.026
| 0.528 | 0.519 | 0.122 | 0.606 | 0.376 | 0.431 | 0.153 | 0.722 | 0.028
| 0.528 | 0.409 | 0.143 | 0.489 | 0.308 | 0.435 | 0.179 | 0.604 | 0.032
| 0.528 | 0.277 | 0.152 | 0.356 | 0.245 | 0.204 | 0.182 | 0.421 | 0.04
| 0.528 | 0.149 | 0.133 | 0.198 | 0.197 | 0.092 | 0.139 | 0.198 | 0.041
| 0.528 | 0.044 | 0.222 | 0.057 | 0.27 | 0.05 | 0.108 | 0.056 | 0.031
| 0.528 | 0 | 0.358 | 0.004 | 0.386 | 0.018 | 0.111 | 0.006 | 0.022
| 0.528 | 0 | 0.419 | 0 | 0.401 | 0 | 0.12 | 0 | 0.014
| 0.528 | 0 | 0.422 | 0 | 0.345 | 0 | 0.118 | 0 | 0.008
| 0.528 | 0 | 0.391 | 0 | 0.273 | 0 | 0.098 | 0 | 0.005
| 0.528 | 0 | 0.333 | 0 | 0.228 | 0 | 0.09 | 0 | 0.004
| 0.528 | 0 | 0.264 | 0 | 0.22 | 0 | 0.083 | 0 | 0.004
| 0.528 | 0 | 0.224 | 0 | 0.208 | 0 | 0.073 | 0 | 0.003
| 0.528 | 0 | 0.214 | 0 | 0.208 | 0 | 0.068 | 0 | 0.001
| 0.528 | 0 | 0.208 | 0 | 0.223 | 0 | 0.07 | 0 | 0.001
| 0.528 | 0 | 0.204 | 0 | 0.247 | 0 | 0.083 | 0 | 0.002
| 0.528 | 0.025 | 0.155 | 0.03 | 0.239 | 0 | 0.095 | 0 | 0.002
| 0.528 | 0.117 | 0.058 | 0.127 | 0.095 | 0.02 | 0.099 | 0.028 | 0.001
| 0.528 | 0.264 | 0.086 | 0.272 | 0.108 | 0.038 | 0.113 | 0.099 | 0.002
| 0.528 | 0.417 | 0.174 | 0.389 | 0.287 | 0.063 | 0.147 | 0.19 | 0.005
| 0.528 | 0.547 | 0.244 | 0.474 | 0.289 | 0.087 | 0.181 | 0.165 | 0.007
| 0.528 | 0.682 | 0.268 | 0.523 | 0.231 | 0.096 | 0.214 | 0.149 | 0.013
| 0.528 | 0.718 | 0.27 | 0.627 | 0.184 | 0.135 | 0.252 | 0.205 | 0.02
| 0.528 | 0.712 | 0.272 | 0.685 | 0.151 | 0.144 | 0.3 | 0.233 | 0.027
| 0.528 | 0.681 | 0.272 | 0.495 | 0.099 | 0.183 | 0.332 | 0.145 | 0.032
| 0.528 | 0.603 | 0.278 | 0.222 | 0.061 | 0.183 | 0.36 | 0.105 | 0.037
| 0.528 | 0.477 | 0.293 | 0.145 | 0.039 | 0.145 | 0.332 | 0.077 | 0.041
| 0.528 | 0.298 | 0.28 | 0.094 | 0.024 | 0.164 | 0.325 | 0.106 | 0.05
| 0.528 | 0.165 | 0.283 | 0.042 | 0.015 | 0.125 | 0.285 | 0.066 | 0.043
| 0.528 | 0.047 | 0.395 | 0.011 | 0.007 | 0.066 | 0.263 | 0.015 | 0.013
| 0.528 | 0 | 0.513 | 0 | 0.005 | 0.019 | 0.27 | 0 | 0.005
| 0.528 | 0 | 0.488 | 0 | 0.009 | 0 | 0.352 | 0 | 0.009
| 0.528 | 0 | 0.432 | 0 | 0.064 | 0 | 0.376 | 0 | 0.017
| 0.528 | 0 | 0.397 | 0 | 0.196 | 0 | 0.372 | 0 | 0.014
| 0.528 | 0 | 0.382 | 0 | 0.275 | 0 | 0.341 | 0 | 0.021
| 0.528 | 0 | 0.346 | 0 | 0.231 | 0 | 0.308 | 0 | 0.027
| 0.528 | 0 | 0.304 | 0 | 0.193 | 0 | 0.278 | 0 | 0.024
| 0.528 | 0 | 0.254 | 0 | 0.157 | 0 | 0.231 | 0 | 0.029
| 0.528 | 0 | 0.223 | 0 | 0.181 | 0 | 0.201 | 0 | 0.041
| 0.528 | 0 | 0.233 | 0 | 0.218 | 0 | 0.185 | 0 | 0.049
| 0.528 | 0.004 | 0.303 | 0.019 | 0.259 | 0 | 0.173 | 0 | 0.043
| 0.528 | 0.024 | 0.347 | 0.073 | 0.223 | 0.031 | 0.143 | 0.034 | 0.03
| 0.528 | 0.058 | 0.376 | 0.114 | 0.229 | 0.107 | 0.143 | 0.091 | 0.053
| 0.528 | 0.104 | 0.43 | 0.152 | 0.239 | 0.222 | 0.191 | 0.132 | 0.055
| 0.528 | 0.169 | 0.469 | 0.249 | 0.38 | 0.322 | 0.201 | 0.146 | 0.045
| 0.528 | 0.254 | 0.523 | 0.57 | 0.472 | 0.549 | 0.221 | 0.22 | 0.054
| 0.528 | 0.464 | 0.581 | 0.711 | 0.476 | 0.641 | 0.246 | 0.372 | 0.069
| 0.528 | 0.668 | 0.62 | 0.675 | 0.459 | 0.638 | 0.264 | 0.555 | 0.086
| 0.528 | 0.506 | 0.633 | 0.564 | 0.442 | 0.603 | 0.289 | 0.652 | 0.1
| 0.528 | 0.33 | 0.59 | 0.447 | 0.419 | 0.522 | 0.306 | 0.635 | 0.11
| 0.528 | 0.33 | 0.57 | 0.391 | 0.404 | 0.441 | 0.298 | 0.517 | 0.112
| 0.528 | 0.224 | 0.525 | 0.297 | 0.364 | 0.342 | 0.264 | 0.298 | 0.09
| 0.528 | 0.108 | 0.433 | 0.164 | 0.298 | 0.233 | 0.223 | 0.198 | 0.061
| 0.528 | 0.028 | 0.389 | 0.055 | 0.328 | 0.11 | 0.14 | 0.086 | 0.034
| 0.528 | 0 | 0.376 | 0.003 | 0.447 | 0.031 | 0.105 | 0.01 | 0.02
| 0.528 | 0 | 0.356 | 0 | 0.452 | 0 | 0.109 | 0 | 0.028
| 0.528 | 0 | 0.3 | 0 | 0.414 | 0 | 0.095 | 0 | 0.032
| 0.528 | 0 | 0.267 | 0 | 0.334 | 0 | 0.093 | 0 | 0.03
| 0.528 | 0 | 0.238 | 0 | 0.27 | 0 | 0.089 | 0 | 0.028
| 0.528 | 0 | 0.206 | 0 | 0.264 | 0 | 0.084 | 0 | 0.021
| 0.528 | 0 | 0.186 | 0 | 0.269 | 0 | 0.074 | 0 | 0.014
| 0.528 | 0 | 0.19 | 0 | 0.334 | 0 | 0.067 | 0 | 0.01
| 0.528 | 0 | 0.167 | 0 | 0.325 | 0 | 0.058 | 0 | 0.007
| 0.528 | 0 | 0.152 | 0 | 0.344 | 0 | 0.053 | 0 | 0.005
| 0.528 | 0.022 | 0.114 | 0.028 | 0.293 | 0 | 0.05 | 0.002 | 0.005
| 0.528 | 0.107 | 0.03 | 0.112 | 0.209 | 0.027 | 0.041 | 0.052 | 0.005
| 0.528 | 0.237 | 0.01 | 0.231 | 0.368 | 0.09 | 0.037 | 0.164 | 0.006
| 0.528 | 0.366 | 0.011 | 0.321 | 0.42 | 0.199 | 0.044 | 0.358 | 0.007
| 0.528 | 0.438 | 0.015 | 0.359 | 0.395 | 0.285 | 0.094 | 0.539 | 0.009
| 0.528 | 0.458 | 0.031 | 0.302 | 0.375 | 0.403 | 0.145 | 0.68 | 0.011
| 0.528 | 0.473 | 0.053 | 0.269 | 0.282 | 0.396 | 0.135 | 0.747 | 0.017
| 0.528 | 0.469 | 0.069 | 0.186 | 0.168 | 0.46 | 0.126 | 0.748 | 0.023
| 0.528 | 0.503 | 0.076 | 0.163 | 0.092 | 0.473 | 0.113 | 0.744 | 0.026
| 0.528 | 0.434 | 0.072 | 0.156 | 0.037 | 0.393 | 0.097 | 0.679 | 0.022
| 0.528 | 0.318 | 0.064 | 0.157 | 0.012 | 0.324 | 0.079 | 0.581 | 0.018
| 0.528 | 0.208 | 0.046 | 0.152 | 0.004 | 0.234 | 0.058 | 0.429 | 0.014
| 0.528 | 0.114 | 0.031 | 0.094 | 0.001 | 0.147 | 0.036 | 0.231 | 0.01
| 0.528 | 0.032 | 0.035 | 0.034 | 0 | 0.082 | 0.02 | 0.105 | 0.007
| 0.528 | 0 | 0.046 | 0 | 0.001 | 0.026 | 0.026 | 0.015 | 0.006
| 0.528 | 0 | 0.061 | 0 | 0.001 | 0 | 0.031 | 0 | 0.003
| 0.528 | 0 | 0.076 | 0 | 0.001 | 0 | 0.029 | 0 | 0.003
| 0.528 | 0 | 0.09 | 0 | 0.002 | 0 | 0.024 | 0 | 0.002
| 0.528 | 0 | 0.086 | 0 | 0.005 | 0 | 0.02 | 0 | 0.001
| 0.528 | 0 | 0.055 | 0 | 0.002 | 0 | 0.016 | 0 | 0.001
| 0.528 | 0 | 0.023 | 0 | 0.005 | 0 | 0.014 | 0 | 0.001
| 0.528 | 0 | 0.005 | 0 | 0.017 | 0 | 0.014 | 0 | 0.001
| 0.528 | 0 | 0.001 | 0 | 0.021 | 0 | 0.012 | 0 | 0.001
| 0.528 | 0 | 0 | 0 | 0.032 | 0 | 0.011 | 0 | 0.002
| 0.528 | 0.02 | 0 | 0.003 | 0.043 | 0.001 | 0.009 | 0.002 | 0.004
| 0.528 | 0.102 | 0 | 0.027 | 0.031 | 0.042 | 0.006 | 0.051 | 0.005
| 0.528 | 0.276 | 0.001 | 0.101 | 0.019 | 0.141 | 0.003 | 0.225 | 0.002
| 0.528 | 0.432 | 0.002 | 0.192 | 0.011 | 0.27 | 0.014 | 0.416 | 0.002
| 0.528 | 0.479 | 0.001 | 0.299 | 0.007 | 0.37 | 0.015 | 0.574 | 0.002
| 0.528 | 0.571 | 0.001 | 0.383 | 0.005 | 0.452 | 0.011 | 0.69 | 0.002
| 0.528 | 0.65 | 0 | 0.483 | 0.003 | 0.518 | 0.007 | 0.729 | 0.001
| 0.528 | 0.614 | 0 | 0.532 | 0.003 | 0.49 | 0.005 | 0.745 | 0
| 0.528 | 0.534 | 0 | 0.576 | 0.002 | 0.439 | 0.003 | 0.718 | 0
| 0.528 | 0.424 | 0.004 | 0.56 | 0.002 | 0.398 | 0.003 | 0.67 | 0
| 0.528 | 0.291 | 0.018 | 0.466 | 0.003 | 0.34 | 0.003 | 0.563 | 0
| 0.528 | 0.195 | 0.043 | 0.335 | 0.004 | 0.264 | 0.004 | 0.395 | 0
| 0.528 | 0.105 | 0.06 | 0.174 | 0.005 | 0.148 | 0.004 | 0.248 | 0
| 0.528 | 0.031 | 0.078 | 0.047 | 0.01 | 0.078 | 0.006 | 0.104 | 0
| 0.528 | 0 | 0.133 | 0.001 | 0.021 | 0.02 | 0.006 | 0.013 | 0
| 0.528 | 0 | 0.164 | 0 | 0.038 | 0 | 0.005 | 0 | 0
| 0.528 | 0 | 0.138 | 0 | 0.048 | 0 | 0.005 | 0 | 0
| 0.528 | 0 | 0.093 | 0 | 0.055 | 0 | 0.004 | 0 | 0
| 0.528 | 0 | 0.082 | 0 | 0.062 | 0 | 0.003 | 0 | 0
| 0.528 | 0 | 0.051 | 0 | 0.069 | 0 | 0.003 | 0 | 0.001
| 0.528 | 0 | 0.046 | 0 | 0.062 | 0 | 0.002 | 0 | 0.003
| 0.528 | 0 | 0.051 | 0 | 0.048 | 0 | 0.003 | 0 | 0.005
| 0.528 | 0 | 0.055 | 0 | 0.032 | 0 | 0.003 | 0 | 0.008
| 0.528 | 0 | 0.055 | 0 | 0.02 | 0 | 0.004 | 0 | 0.012
| 0.528 | 0.016 | 0.041 | 0.023 | 0.014 | 0 | 0.005 | 0.001 | 0.016
| 0.528 | 0.101 | 0.067 | 0.107 | 0.002 | 0.031 | 0.004 | 0.051 | 0.018
| 0.528 | 0.249 | 0.108 | 0.24 | 0 | 0.097 | 0.002 | 0.193 | 0.009
| 0.528 | 0.418 | 0.126 | 0.377 | 0.005 | 0.22 | 0.003 | 0.364 | 0.008
| 0.528 | 0.566 | 0.138 | 0.508 | 0.006 | 0.359 | 0.004 | 0.54 | 0.013
| 0.528 | 0.673 | 0.139 | 0.631 | 0.005 | 0.522 | 0.002 | 0.675 | 0.009
| 0.528 | 0.739 | 0.133 | 0.688 | 0.003 | 0.588 | 0.001 | 0.745 | 0.005
| 0.528 | 0.74 | 0.13 | 0.703 | 0.003 | 0.581 | 0 | 0.757 | 0.003
| 0.528 | 0.704 | 0.134 | 0.66 | 0.002 | 0.553 | 0 | 0.675 | 0.002
| 0.528 | 0.631 | 0.144 | 0.596 | 0.002 | 0.449 | 0 | 0.54 | 0.001
| 0.528 | 0.513 | 0.145 | 0.486 | 0.002 | 0.401 | 0 | 0.402 | 0
| 0.528 | 0.359 | 0.143 | 0.34 | 0.002 | 0.341 | 0 | 0.299 | 0.001
| 0.528 | 0.177 | 0.131 | 0.175 | 0.002 | 0.236 | 0 | 0.217 | 0.001
| 0.528 | 0.035 | 0.124 | 0.043 | 0.006 | 0.121 | 0 | 0.089 | 0.002
| 0.528 | 0 | 0.168 | 0.001 | 0.018 | 0.03 | 0 | 0.009 | 0.002
| 0.528 | 0 | 0.161 | 0 | 0.055 | 0 | 0 | 0 | 0.003
| 0.528 | 0 | 0.103 | 0 | 0.128 | 0 | 0 | 0 | 0.003
| 0.528 | 0 | 0.063 | 0 | 0.23 | 0 | 0 | 0 | 0.003
| 0.528 | 0 | 0.035 | 0 | 0.294 | 0 | 0 | 0 | 0.004
| 0.528 | 0 | 0.017 | 0 | 0.3 | 0 | 0 | 0 | 0.006
| 0.528 | 0 | 0.012 | 0 | 0.233 | 0 | 0.001 | 0 | 0.009
| 0.528 | 0 | 0.015 | 0 | 0.154 | 0 | 0.003 | 0 | 0.011
| 0.528 | 0 | 0.023 | 0 | 0.101 | 0 | 0.005 | 0 | 0.011
| 0.528 | 0 | 0.031 | 0 | 0.064 | 0 | 0.008 | 0 | 0.012
| 0.528 | 0.018 | 0.035 | 0.021 | 0.046 | 0 | 0.012 | 0.001 | 0.016
| 0.528 | 0.127 | 0.011 | 0.123 | 0.006 | 0.029 | 0.013 | 0.047 | 0.017
| 0.528 | 0.319 | 0.049 | 0.298 | 0.001 | 0.116 | 0.006 | 0.176 | 0.007
| 0.528 | 0.502 | 0.054 | 0.466 | 0.032 | 0.265 | 0.001 | 0.35 | 0.01
| 0.528 | 0.646 | 0.04 | 0.6 | 0.026 | 0.409 | 0.009 | 0.452 | 0.015
| 0.528 | 0.743 | 0.027 | 0.695 | 0.015 | 0.517 | 0.011 | 0.504 | 0.009
| 0.528 | 0.792 | 0.021 | 0.744 | 0.008 | 0.533 | 0.015 | 0.595 | 0.003
| 0.528 | 0.795 | 0.017 | 0.749 | 0.004 | 0.527 | 0.02 | 0.651 | 0.001
| 0.528 | 0.751 | 0.011 | 0.708 | 0.005 | 0.523 | 0.025 | 0.608 | 0
| 0.528 | 0.665 | 0.008 | 0.628 | 0.009 | 0.447 | 0.025 | 0.549 | 0
| 0.528 | 0.534 | 0.005 | 0.507 | 0.024 | 0.36 | 0.021 | 0.454 | 0
| 0.528 | 0.362 | 0.007 | 0.346 | 0.062 | 0.263 | 0.017 | 0.295 | 0
| 0.528 | 0.179 | 0.014 | 0.179 | 0.098 | 0.15 | 0.011 | 0.167 | 0
| 0.528 | 0.035 | 0.037 | 0.044 | 0.247 | 0.067 | 0.006 | 0.063 | 0
| 0.528 | 0 | 0.072 | 0 | 0.466 | 0.013 | 0.002 | 0.006 | 0
| 0.528 | 0 | 0.085 | 0 | 0.491 | 0 | 0.002 | 0 | 0
| 0.528 | 0 | 0.084 | 0 | 0.398 | 0 | 0.002 | 0 | 0
| 0.528 | 0 | 0.073 | 0 | 0.322 | 0 | 0.002 | 0 | 0
| 0.528 | 0 | 0.047 | 0 | 0.249 | 0 | 0.001 | 0 | 0
| 0.528 | 0 | 0.017 | 0 | 0.189 | 0 | 0.001 | 0 | 0
| 0.528 | 0 | 0.002 | 0 | 0.139 | 0 | 0.001 | 0 | 0
| 0.528 | 0 | 0 | 0 | 0.112 | 0 | 0.002 | 0 | 0
| 0.528 | 0 | 0 | 0 | 0.086 | 0 | 0.002 | 0 | 0
| 0.528 | 0 | 0 | 0 | 0.055 | 0 | 0.003 | 0 | 0
| 0.528 | 0.018 | 0 | 0.021 | 0.03 | 0 | 0.005 | 0 | 0
| 0.528 | 0.126 | 0 | 0.114 | 0.009 | 0.013 | 0.006 | 0.021 | 0
| 0.528 | 0.311 | 0 | 0.249 | 0.021 | 0.069 | 0.006 | 0.097 | 0
| 0.528 | 0.462 | 0.001 | 0.353 | 0.046 | 0.17 | 0.01 | 0.178 | 0.003
| 0.528 | 0.521 | 0 | 0.431 | 0.079 | 0.286 | 0.02 | 0.239 | 0.006
| 0.528 | 0.516 | 0 | 0.471 | 0.105 | 0.344 | 0.023 | 0.255 | 0.004
| 0.528 | 0.51 | 0 | 0.448 | 0.105 | 0.42 | 0.015 | 0.256 | 0.002
| 0.528 | 0.491 | 0 | 0.39 | 0.088 | 0.436 | 0.009 | 0.239 | 0.002
| 0.528 | 0.403 | 0 | 0.308 | 0.068 | 0.425 | 0.004 | 0.262 | 0.001
| 0.528 | 0.313 | 0 | 0.222 | 0.053 | 0.401 | 0.003 | 0.228 | 0
| 0.528 | 0.205 | 0 | 0.152 | 0.064 | 0.366 | 0.004 | 0.179 | 0
| 0.528 | 0.118 | 0 | 0.099 | 0.124 | 0.304 | 0.004 | 0.143 | 0
| 0.528 | 0.059 | 0 | 0.055 | 0.205 | 0.193 | 0.002 | 0.096 | 0
| 0.528 | 0.018 | 0.006 | 0.02 | 0.239 | 0.082 | 0 | 0.049 | 0
| 0.528 | 0 | 0.014 | 0 | 0.195 | 0.019 | 0 | 0.004 | 0
| 0.528 | 0 | 0.015 | 0 | 0.108 | 0 | 0 | 0 | 0
| 0.528 | 0 | 0.009 | 0 | 0.053 | 0 | 0 | 0 | 0
| 0.528 | 0 | 0.004 | 0 | 0.033 | 0 | 0 | 0 | 0
| 0.528 | 0 | 0.001 | 0 | 0.024 | 0 | 0 | 0 | 0
| 0.528 | 0 | 0 | 0 | 0.023 | 0 | 0.001 | 0 | 0
| 0.528 | 0 | 0 | 0 | 0.023 | 0 | 0.002 | 0 | 0
| 0.528 | 0 | 0.002 | 0 | 0.021 | 0 | 0.004 | 0 | 0.001
| 0.528 | 0 | 0.008 | 0 | 0.019 | 0 | 0.007 | 0 | 0.001
| 0.528 | 0 | 0.011 | 0 | 0.015 | 0 | 0.011 | 0 | 0.001
| 0.528 | 0.012 | 0.01 | 0.019 | 0.012 | 0 | 0.015 | 0 | 0.001
| 0.528 | 0.12 | 0.002 | 0.116 | 0.003 | 0.028 | 0.021 | 0.035 | 0.001
| 0.528 | 0.301 | 0 | 0.282 | 0 | 0.131 | 0.014 | 0.124 | 0.001
| 0.528 | 0.475 | 0 | 0.446 | 0 | 0.274 | 0.041 | 0.318 | 0.001
| 0.528 | 0.615 | 0 | 0.576 | 0 | 0.257 | 0.085 | 0.458 | 0.005
| 0.528 | 0.703 | 0 | 0.669 | 0 | 0.193 | 0.101 | 0.38 | 0.01
| 0.528 | 0.752 | 0 | 0.717 | 0 | 0.254 | 0.123 | 0.319 | 0.016
| 0.528 | 0.756 | 0 | 0.722 | 0 | 0.336 | 0.161 | 0.27 | 0.019
| 0.528 | 0.712 | 0 | 0.669 | 0 | 0.335 | 0.188 | 0.131 | 0.017
| 0.528 | 0.628 | 0 | 0.586 | 0.001 | 0.327 | 0.2 | 0.118 | 0.014
| 0.528 | 0.499 | 0.001 | 0.432 | 0.004 | 0.235 | 0.192 | 0.11 | 0.015
| 0.528 | 0.331 | 0.005 | 0.249 | 0.019 | 0.141 | 0.162 | 0.093 | 0.017
| 0.528 | 0.16 | 0.009 | 0.103 | 0.07 | 0.088 | 0.126 | 0.045 | 0.003
| 0.528 | 0.029 | 0.011 | 0.024 | 0.256 | 0.037 | 0.088 | 0.011 | 0.001
| 0.528 | 0 | 0.042 | 0 | 0.382 | 0.007 | 0.072 | 0 | 0.002
| 0.528 | 0 | 0.096 | 0 | 0.278 | 0 | 0.068 | 0 | 0.002
| 0.528 | 0 | 0.138 | 0 | 0.199 | 0 | 0.058 | 0 | 0.002
| 0.528 | 0 | 0.177 | 0 | 0.184 | 0 | 0.057 | 0 | 0.003
| 0.528 | 0 | 0.221 | 0 | 0.179 | 0 | 0.072 | 0 | 0.001
| 0.528 | 0 | 0.261 | 0 | 0.167 | 0 | 0.094 | 0 | 0
| 0.528 | 0 | 0.317 | 0 | 0.212 | 0 | 0.095 | 0 | 0
| 0.528 | 0 | 0.369 | 0 | 0.233 | 0 | 0.083 | 0 | 0
| 0.528 | 0 | 0.354 | 0 | 0.243 | 0 | 0.069 | 0 | 0.001
| 0.528 | 0 | 0.327 | 0 | 0.285 | 0 | 0.074 | 0 | 0.001
| 0.528 | 0.004 | 0.26 | 0.01 | 0.248 | 0 | 0.08 | 0 | 0
| 0.528 | 0.061 | 0.119 | 0.086 | 0.058 | 0.018 | 0.069 | 0.014 | 0
| 0.528 | 0.191 | 0.167 | 0.261 | 0.06 | 0.053 | 0.051 | 0.045 | 0
| 0.528 | 0.382 | 0.275 | 0.433 | 0.3 | 0.137 | 0.055 | 0.072 | 0
| 0.528 | 0.523 | 0.26 | 0.565 | 0.307 | 0.237 | 0.08 | 0.108 | 0.002
| 0.528 | 0.569 | 0.204 | 0.647 | 0.274 | 0.243 | 0.097 | 0.162 | 0.005
| 0.528 | 0.62 | 0.177 | 0.688 | 0.245 | 0.256 | 0.112 | 0.173 | 0.01
| 0.528 | 0.628 | 0.178 | 0.646 | 0.26 | 0.227 | 0.128 | 0.124 | 0.014
| 0.528 | 0.592 | 0.219 | 0.583 | 0.252 | 0.242 | 0.153 | 0.094 | 0.015
| 0.528 | 0.447 | 0.283 | 0.372 | 0.21 | 0.332 | 0.202 | 0.082 | 0.014
| 0.528 | 0.327 | 0.328 | 0.234 | 0.148 | 0.315 | 0.241 | 0.065 | 0.008
| 0.528 | 0.207 | 0.342 | 0.127 | 0.09 | 0.218 | 0.251 | 0.056 | 0.004
| 0.528 | 0.049 | 0.3 | 0.057 | 0.078 | 0.135 | 0.227 | 0.043 | 0.003
| 0.528 | 0.005 | 0.305 | 0.015 | 0.068 | 0.054 | 0.167 | 0.013 | 0.003
| 0.528 | 0 | 0.266 | 0 | 0.065 | 0.022 | 0.16 | 0.001 | 0.002
| 0.528 | 0 | 0.244 | 0 | 0.093 | 0 | 0.204 | 0 | 0.002
| 0.528 | 0 | 0.239 | 0 | 0.121 | 0 | 0.231 | 0 | 0.001
| 0.528 | 0 | 0.241 | 0 | 0.126 | 0 | 0.239 | 0 | 0.002
| 0.528 | 0 | 0.208 | 0 | 0.133 | 0 | 0.184 | 0 | 0.003
| 0.528 | 0 | 0.179 | 0 | 0.178 | 0 | 0.172 | 0 | 0.005
| 0.528 | 0 | 0.161 | 0 | 0.229 | 0 | 0.135 | 0 | 0.006
| 0.528 | 0 | 0.155 | 0 | 0.294 | 0 | 0.115 | 0 | 0.009
| 0.528 | 0 | 0.151 | 0 | 0.343 | 0 | 0.102 | 0 | 0.016
| 0.528 | 0 | 0.158 | 0 | 0.307 | 0 | 0.086 | 0 | 0.02
| 0.528 | 0.009 | 0.144 | 0.013 | 0.255 | 0 | 0.074 | 0 | 0.035
| 0.528 | 0.089 | 0.102 | 0.075 | 0.12 | 0.02 | 0.067 | 0.011 | 0.041
| 0.528 | 0.241 | 0.21 | 0.149 | 0.019 | 0.078 | 0.062 | 0.073 | 0.041
| 0.528 | 0.39 | 0.283 | 0.247 | 0.034 | 0.143 | 0.086 | 0.112 | 0.065
| 0.528 | 0.513 | 0.357 | 0.403 | 0.042 | 0.188 | 0.106 | 0.156 | 0.074
| 0.528 | 0.573 | 0.435 | 0.59 | 0.019 | 0.204 | 0.12 | 0.273 | 0.096
| 0.528 | 0.494 | 0.517 | 0.557 | 0.006 | 0.198 | 0.124 | 0.333 | 0.111
| 0.528 | 0.43 | 0.566 | 0.392 | 0.005 | 0.247 | 0.118 | 0.444 | 0.117
| 0.528 | 0.352 | 0.545 | 0.254 | 0.01 | 0.259 | 0.11 | 0.505 | 0.109
| 0.528 | 0.48 | 0.539 | 0.208 | 0.015 | 0.276 | 0.108 | 0.622 | 0.105
| 0.528 | 0.45 | 0.596 | 0.19 | 0.023 | 0.257 | 0.113 | 0.533 | 0.11
| 0.528 | 0.316 | 0.607 | 0.168 | 0.027 | 0.183 | 0.106 | 0.324 | 0.087
| 0.528 | 0.145 | 0.492 | 0.117 | 0.026 | 0.113 | 0.084 | 0.127 | 0.053
| 0.528 | 0.025 | 0.428 | 0.031 | 0.06 | 0.06 | 0.049 | 0.034 | 0.024
| 0.528 | 0 | 0.448 | 0 | 0.25 | 0.013 | 0.041 | 0 | 0.017
| 0.528 | 0 | 0.413 | 0 | 0.428 | 0 | 0.047 | 0 | 0.013
| 0.528 | 0 | 0.299 | 0 | 0.376 | 0 | 0.041 | 0 | 0.013
| 0.528 | 0 | 0.26 | 0 | 0.31 | 0 | 0.046 | 0 | 0.013
| 0.528 | 0 | 0.19 | 0 | 0.31 | 0 | 0.049 | 0 | 0.012
| 0.528 | 0 | 0.145 | 0 | 0.321 | 0 | 0.047 | 0 | 0.01
| 0.528 | 0 | 0.141 | 0 | 0.346 | 0 | 0.05 | 0 | 0.008
| 0.528 | 0 | 0.18 | 0 | 0.372 | 0 | 0.055 | 0 | 0.006
| 0.528 | 0 | 0.206 | 0 | 0.386 | 0 | 0.058 | 0 | 0.005
| 0.528 | 0 | 0.168 | 0 | 0.395 | 0 | 0.062 | 0 | 0.004
| 0.528 | 0.008 | 0.126 | 0.01 | 0.364 | 0 | 0.068 | 0 | 0.003
| 0.528 | 0.081 | 0.062 | 0.111 | 0.201 | 0.021 | 0.063 | 0.008 | 0.002
| 0.528 | 0.278 | 0.14 | 0.282 | 0.237 | 0.1 | 0.052 | 0.041 | 0.001
| 0.528 | 0.487 | 0.208 | 0.444 | 0.476 | 0.205 | 0.053 | 0.109 | 0.003
| 0.528 | 0.63 | 0.29 | 0.566 | 0.486 | 0.316 | 0.047 | 0.234 | 0.008
| 0.528 | 0.721 | 0.364 | 0.633 | 0.471 | 0.47 | 0.044 | 0.518 | 0.014
| 0.528 | 0.761 | 0.416 | 0.62 | 0.466 | 0.557 | 0.043 | 0.676 | 0.017
| 0.528 | 0.766 | 0.449 | 0.584 | 0.469 | 0.661 | 0.05 | 0.713 | 0.02
| 0.528 | 0.709 | 0.45 | 0.508 | 0.481 | 0.683 | 0.065 | 0.693 | 0.026
| 0.528 | 0.613 | 0.43 | 0.417 | 0.484 | 0.647 | 0.098 | 0.626 | 0.027
| 0.528 | 0.49 | 0.383 | 0.318 | 0.453 | 0.583 | 0.139 | 0.544 | 0.027
| 0.528 | 0.33 | 0.324 | 0.199 | 0.372 | 0.473 | 0.163 | 0.401 | 0.028
| 0.528 | 0.144 | 0.233 | 0.107 | 0.27 | 0.308 | 0.158 | 0.203 | 0.023
| 0.528 | 0.024 | 0.195 | 0.025 | 0.209 | 0.129 | 0.119 | 0.07 | 0.013
| 0.528 | 0 | 0.209 | 0 | 0.216 | 0.019 | 0.092 | 0.003 | 0.009
| 0.528 | 0 | 0.186 | 0 | 0.189 | 0 | 0.082 | 0 | 0.006
| 0.528 | 0 | 0.142 | 0 | 0.152 | 0 | 0.086 | 0 | 0.003
| 0.528 | 0 | 0.112 | 0 | 0.118 | 0 | 0.071 | 0 | 0.001
| 0.528 | 0 | 0.093 | 0 | 0.111 | 0 | 0.056 | 0 | 0
| 0.528 | 0 | 0.076 | 0 | 0.12 | 0 | 0.04 | 0 | 0
| 0.528 | 0 | 0.06 | 0 | 0.155 | 0 | 0.03 | 0 | 0
| 0.528 | 0 | 0.045 | 0 | 0.182 | 0 | 0.036 | 0 | 0
| 0.528 | 0 | 0.033 | 0 | 0.203 | 0 | 0.039 | 0 | 0
| 0.528 | 0 | 0.025 | 0 | 0.221 | 0 | 0.041 | 0 | 0
| 0.528 | 0.007 | 0.018 | 0.008 | 0.195 | 0 | 0.046 | 0 | 0
| 0.528 | 0.1 | 0.013 | 0.107 | 0.059 | 0.011 | 0.046 | 0.019 | 0
| 0.528 | 0.269 | 0.001 | 0.282 | 0.015 | 0.063 | 0.04 | 0.073 | 0
| 0.528 | 0.442 | 0.02 | 0.448 | 0.06 | 0.158 | 0.05 | 0.178 | 0
| 0.528 | 0.586 | 0.043 | 0.587 | 0.088 | 0.329 | 0.048 | 0.353 | 0
| 0.528 | 0.717 | 0.052 | 0.677 | 0.095 | 0.472 | 0.046 | 0.511 | 0.002
| 0.528 | 0.761 | 0.055 | 0.718 | 0.09 | 0.54 | 0.05 | 0.668 | 0.01
| 0.528 | 0.761 | 0.059 | 0.719 | 0.077 | 0.545 | 0.059 | 0.673 | 0.02
| 0.528 | 0.729 | 0.068 | 0.674 | 0.045 | 0.432 | 0.069 | 0.482 | 0.025
| 0.528 | 0.639 | 0.084 | 0.595 | 0.016 | 0.42 | 0.077 | 0.29 | 0.027
| 0.528 | 0.505 | 0.111 | 0.468 | 0.004 | 0.285 | 0.079 | 0.179 | 0.022
| 0.528 | 0.326 | 0.135 | 0.308 | 0.002 | 0.141 | 0.061 | 0.126 | 0.017
| 0.528 | 0.152 | 0.103 | 0.156 | 0.003 | 0.059 | 0.028 | 0.06 | 0.008
| 0.528 | 0.026 | 0.122 | 0.031 | 0.022 | 0.024 | 0.017 | 0.017 | 0.003
| 0.528 | 0 | 0.17 | 0 | 0.1 | 0.003 | 0.016 | 0 | 0.003
| 0.528 | 0 | 0.171 | 0 | 0.153 | 0 | 0.014 | 0 | 0.004
| 0.528 | 0 | 0.156 | 0 | 0.141 | 0 | 0.014 | 0 | 0.004
| 0.528 | 0 | 0.151 | 0 | 0.092 | 0 | 0.017 | 0 | 0.004
| 0.528 | 0 | 0.147 | 0 | 0.067 | 0 | 0.021 | 0 | 0.004
| 0.528 | 0 | 0.14 | 0 | 0.057 | 0 | 0.025 | 0 | 0.005
| 0.528 | 0 | 0.134 | 0 | 0.055 | 0 | 0.025 | 0 | 0.008
| 0.528 | 0 | 0.146 | 0 | 0.046 | 0 | 0.023 | 0 | 0.015
| 0.528 | 0 | 0.192 | 0 | 0.046 | 0 | 0.024 | 0 | 0.02
| 0.528 | 0 | 0.228 | 0 | 0.048 | 0 | 0.024 | 0 | 0.022
| 0.528 | 0 | 0.236 | 0.005 | 0.046 | 0 | 0.024 | 0 | 0.025
| 0.528 | 0.021 | 0.224 | 0.045 | 0.009 | 0.014 | 0.025 | 0.01 | 0.024
| 0.528 | 0.06 | 0.152 | 0.104 | 0 | 0.096 | 0.017 | 0.043 | 0.025
| 0.528 | 0.117 | 0.185 | 0.168 | 0 | 0.209 | 0.022 | 0.075 | 0.03
| 0.528 | 0.191 | 0.378 | 0.225 | 0.001 | 0.301 | 0.031 | 0.095 | 0.041
| 0.528 | 0.27 | 0.437 | 0.29 | 0.001 | 0.372 | 0.032 | 0.11 | 0.042
| 0.528 | 0.323 | 0.455 | 0.342 | 0.002 | 0.432 | 0.027 | 0.122 | 0.045
| 0.528 | 0.318 | 0.433 | 0.368 | 0.008 | 0.456 | 0.022 | 0.118 | 0.047
| 0.528 | 0.265 | 0.399 | 0.313 | 0.023 | 0.446 | 0.021 | 0.109 | 0.041
| 0.528 | 0.242 | 0.359 | 0.192 | 0.043 | 0.414 | 0.021 | 0.11 | 0.037
| 0.528 | 0.255 | 0.337 | 0.105 | 0.049 | 0.337 | 0.019 | 0.12 | 0.047
| 0.528 | 0.199 | 0.312 | 0.073 | 0.049 | 0.252 | 0.013 | 0.088 | 0.041
| 0.528 | 0.099 | 0.251 | 0.041 | 0.041 | 0.135 | 0.006 | 0.05 | 0.031
| 0.528 | 0.015 | 0.204 | 0.011 | 0.026 | 0.044 | 0.002 | 0.016 | 0.019
| 0.528 | 0 | 0.243 | 0 | 0.025 | 0.005 | 0.002 | 0 | 0.025
| 0.528 | 0 | 0.24 | 0 | 0.02 | 0 | 0.003 | 0 | 0.019
| 0.528 | 0 | 0.178 | 0 | 0.033 | 0 | 0.004 | 0 | 0.013
| 0.528 | 0 | 0.133 | 0 | 0.071 | 0 | 0.008 | 0 | 0.01
| 0.528 | 0 | 0.125 | 0 | 0.132 | 0 | 0.011 | 0 | 0.006
| 0.528 | 0 | 0.153 | 0 | 0.216 | 0 | 0.014 | 0 | 0.005
| 0.528 | 0 | 0.21 | 0 | 0.277 | 0 | 0.017 | 0 | 0.003
| 0.528 | 0 | 0.204 | 0 | 0.338 | 0 | 0.018 | 0 | 0.002
| 0.528 | 0 | 0.197 | 0 | 0.385 | 0 | 0.022 | 0 | 0.002
| 0.528 | 0 | 0.197 | 0 | 0.367 | 0 | 0.023 | 0 | 0.001
| 0.528 | 0.001 | 0.196 | 0.006 | 0.302 | 0 | 0.024 | 0 | 0.001
| 0.528 | 0.032 | 0.227 | 0.08 | 0.096 | 0.011 | 0.024 | 0.002 | 0.001
| 0.528 | 0.101 | 0.323 | 0.238 | 0.021 | 0.066 | 0.017 | 0.021 | 0.001
| 0.528 | 0.219 | 0.362 | 0.423 | 0.026 | 0.168 | 0.02 | 0.046 | 0.004
| 0.528 | 0.302 | 0.364 | 0.571 | 0.047 | 0.273 | 0.024 | 0.088 | 0.011
| 0.528 | 0.326 | 0.353 | 0.664 | 0.057 | 0.485 | 0.031 | 0.143 | 0.02
| 0.528 | 0.357 | 0.358 | 0.685 | 0.07 | 0.491 | 0.044 | 0.184 | 0.025
| 0.528 | 0.378 | 0.352 | 0.65 | 0.086 | 0.399 | 0.062 | 0.242 | 0.036
| 0.528 | 0.412 | 0.35 | 0.586 | 0.088 | 0.323 | 0.078 | 0.266 | 0.055
| 0.528 | 0.353 | 0.376 | 0.451 | 0.078 | 0.253 | 0.088 | 0.215 | 0.068
| 0.528 | 0.215 | 0.4 | 0.329 | 0.071 | 0.195 | 0.088 | 0.144 | 0.061
| 0.528 | 0.091 | 0.323 | 0.211 | 0.062 | 0.169 | 0.076 | 0.073 | 0.035
| 0.528 | 0.032 | 0.275 | 0.101 | 0.048 | 0.133 | 0.053 | 0.037 | 0.016
| 0.528 | 0.005 | 0.257 | 0.019 | 0.114 | 0.071 | 0.029 | 0.016 | 0.014
| 0.528 | 0 | 0.264 | 0 | 0.248 | 0.01 | 0.035 | 0 | 0.025
| 0.528 | 0 | 0.272 | 0 | 0.375 | 0 | 0.044 | 0 | 0.027
| 0.528 | 0 | 0.264 | 0 | 0.383 | 0 | 0.047 | 0 | 0.022
| 0.528 | 0 | 0.249 | 0 | 0.301 | 0 | 0.041 | 0 | 0.019
| 0.528 | 0 | 0.241 | 0 | 0.289 | 0 | 0.046 | 0 | 0.017
| 0.528 | 0 | 0.195 | 0 | 0.229 | 0 | 0.045 | 0 | 0.015
| 0.528 | 0 | 0.153 | 0 | 0.235 | 0 | 0.044 | 0 | 0.014
| 0.528 | 0 | 0.128 | 0 | 0.245 | 0 | 0.047 | 0 | 0.012
| 0.528 | 0 | 0.119 | 0 | 0.291 | 0 | 0.052 | 0 | 0.007
| 0.528 | 0 | 0.113 | 0 | 0.274 | 0 | 0.053 | 0 | 0.005
| 0.528 | 0.001 | 0.109 | 0.005 | 0.28 | 0 | 0.049 | 0 | 0.005
| 0.528 | 0.038 | 0.13 | 0.075 | 0.124 | 0.011 | 0.045 | 0.003 | 0.003
| 0.528 | 0.146 | 0.165 | 0.19 | 0.118 | 0.07 | 0.033 | 0.02 | 0.003
| 0.528 | 0.32 | 0.196 | 0.319 | 0.28 | 0.173 | 0.031 | 0.048 | 0.008
| 0.528 | 0.432 | 0.214 | 0.472 | 0.309 | 0.341 | 0.039 | 0.107 | 0.024
| 0.528 | 0.508 | 0.261 | 0.559 | 0.272 | 0.461 | 0.046 | 0.149 | 0.035
| 0.528 | 0.529 | 0.305 | 0.595 | 0.236 | 0.452 | 0.06 | 0.174 | 0.039
| 0.528 | 0.459 | 0.345 | 0.588 | 0.218 | 0.332 | 0.072 | 0.157 | 0.037
| 0.528 | 0.368 | 0.402 | 0.531 | 0.179 | 0.242 | 0.065 | 0.142 | 0.027
| 0.528 | 0.24 | 0.462 | 0.442 | 0.138 | 0.177 | 0.045 | 0.129 | 0.026
| 0.528 | 0.156 | 0.469 | 0.33 | 0.104 | 0.137 | 0.026 | 0.135 | 0.025
| 0.528 | 0.109 | 0.429 | 0.222 | 0.058 | 0.096 | 0.014 | 0.096 | 0.021
| 0.528 | 0.066 | 0.35 | 0.11 | 0.017 | 0.056 | 0.006 | 0.056 | 0.015
| 0.528 | 0.01 | 0.31 | 0.02 | 0.005 | 0.023 | 0.004 | 0.023 | 0.008
| 0.528 | 0 | 0.305 | 0 | 0.002 | 0.001 | 0.007 | 0 | 0.016
| 0.528 | 0 | 0.263 | 0 | 0.002 | 0 | 0.008 | 0 | 0.015
| 0.528 | 0 | 0.241 | 0 | 0.002 | 0 | 0.008 | 0 | 0.015
| 0.528 | 0 | 0.204 | 0 | 0.005 | 0 | 0.006 | 0 | 0.011
| 0.528 | 0 | 0.15 | 0 | 0.014 | 0 | 0.004 | 0 | 0.011
| 0.528 | 0 | 0.133 | 0 | 0.041 | 0 | 0.002 | 0 | 0.009
| 0.528 | 0 | 0.118 | 0 | 0.061 | 0 | 0.001 | 0 | 0.009
| 0.528 | 0 | 0.115 | 0 | 0.074 | 0 | 0 | 0 | 0.007
| 0.528 | 0 | 0.109 | 0 | 0.087 | 0 | 0 | 0 | 0.002
| 0.528 | 0 | 0.102 | 0 | 0.093 | 0 | 0 | 0 | 0
| 0.528 | 0 | 0.099 | 0.004 | 0.094 | 0 | 0 | 0 | 0
| 0.528 | 0.027 | 0.093 | 0.058 | 0.035 | 0.001 | 0 | 0.002 | 0.001
| 0.528 | 0.074 | 0.108 | 0.15 | 0.001 | 0.014 | 0 | 0.024 | 0.003
| 0.528 | 0.125 | 0.117 | 0.26 | 0 | 0.033 | 0 | 0.071 | 0.003
| 0.528 | 0.167 | 0.145 | 0.372 | 0 | 0.056 | 0 | 0.108 | 0.019
| 0.528 | 0.197 | 0.187 | 0.466 | 0 | 0.082 | 0 | 0.125 | 0.045
| 0.528 | 0.207 | 0.231 | 0.476 | 0 | 0.107 | 0.002 | 0.138 | 0.069
| 0.528 | 0.218 | 0.259 | 0.498 | 0 | 0.139 | 0.01 | 0.134 | 0.089
| 0.528 | 0.24 | 0.247 | 0.409 | 0 | 0.186 | 0.02 | 0.121 | 0.084
| 0.528 | 0.209 | 0.237 | 0.349 | 0 | 0.215 | 0.024 | 0.101 | 0.07
| 0.528 | 0.149 | 0.241 | 0.239 | 0 | 0.217 | 0.027 | 0.084 | 0.061
| 0.528 | 0.076 | 0.182 | 0.126 | 0 | 0.209 | 0.034 | 0.062 | 0.052
| 0.528 | 0.035 | 0.14 | 0.05 | 0 | 0.13 | 0.031 | 0.051 | 0.041
| 0.528 | 0.005 | 0.154 | 0.007 | 0 | 0.059 | 0.017 | 0.016 | 0.038
| 0.528 | 0 | 0.18 | 0 | 0.005 | 0.007 | 0.013 | 0 | 0.037
| 0.528 | 0 | 0.184 | 0 | 0.026 | 0 | 0.011 | 0 | 0.035
| 0.528 | 0 | 0.17 | 0 | 0.074 | 0 | 0.014 | 0 | 0.028
| 0.528 | 0 | 0.153 | 0 | 0.094 | 0 | 0.016 | 0 | 0.023
| 0.528 | 0 | 0.126 | 0 | 0.092 | 0 | 0.019 | 0 | 0.017
| 0.528 | 0 | 0.095 | 0 | 0.097 | 0 | 0.016 | 0 | 0.01
| 0.528 | 0 | 0.086 | 0 | 0.087 | 0 | 0.01 | 0 | 0.012
| 0.528 | 0 | 0.076 | 0 | 0.082 | 0 | 0.007 | 0 | 0.01
| 0.528 | 0 | 0.064 | 0 | 0.086 | 0 | 0.007 | 0 | 0.009
| 0.528 | 0 | 0.058 | 0 | 0.061 | 0 | 0.009 | 0 | 0.009
| 0.528 | 0 | 0.053 | 0.002 | 0.057 | 0 | 0.015 | 0 | 0.009
| 0.528 | 0.02 | 0.036 | 0.047 | 0.051 | 0.01 | 0.024 | 0.013 | 0.009
| 0.528 | 0.068 | 0.013 | 0.149 | 0.07 | 0.088 | 0.019 | 0.078 | 0.008
| 0.528 | 0.131 | 0.013 | 0.327 | 0.155 | 0.204 | 0.014 | 0.177 | 0.01
| 0.528 | 0.173 | 0.019 | 0.518 | 0.196 | 0.296 | 0.045 | 0.333 | 0.008
| 0.528 | 0.254 | 0.03 | 0.591 | 0.209 | 0.596 | 0.082 | 0.595 | 0.011
| 0.528 | 0.309 | 0.043 | 0.466 | 0.205 | 0.733 | 0.107 | 0.767 | 0.019
| 0.528 | 0.356 | 0.049 | 0.437 | 0.199 | 0.769 | 0.133 | 0.797 | 0.03
| 0.528 | 0.381 | 0.066 | 0.484 | 0.183 | 0.759 | 0.143 | 0.775 | 0.043
| 0.528 | 0.328 | 0.065 | 0.539 | 0.16 | 0.702 | 0.152 | 0.71 | 0.057
| 0.528 | 0.257 | 0.045 | 0.467 | 0.148 | 0.6 | 0.167 | 0.598 | 0.067
| 0.528 | 0.203 | 0.02 | 0.318 | 0.127 | 0.454 | 0.173 | 0.439 | 0.071
| 0.528 | 0.084 | 0.002 | 0.146 | 0.081 | 0.254 | 0.155 | 0.246 | 0.06
| 0.528 | 0.011 | 0 | 0.018 | 0.093 | 0.088 | 0.099 | 0.066 | 0.054
| 0.528 | 0 | 0 | 0 | 0.153 | 0.006 | 0.103 | 0 | 0.046
| 0.528 | 0 | 0.004 | 0 | 0.293 | 0 | 0.1 | 0 | 0.029
| 0.528 | 0 | 0.019 | 0 | 0.421 | 0 | 0.077 | 0 | 0.018
| 0.528 | 0 | 0.035 | 0 | 0.408 | 0 | 0.076 | 0 | 0.013
| 0.528 | 0 | 0.047 | 0 | 0.413 | 0 | 0.083 | 0 | 0.01
| 0.528 | 0 | 0.06 | 0 | 0.436 | 0 | 0.093 | 0 | 0.007
| 0.528 | 0 | 0.065 | 0 | 0.488 | 0 | 0.099 | 0 | 0.005
| 0.528 | 0 | 0.065 | 0 | 0.568 | 0 | 0.101 | 0 | 0.004
| 0.528 | 0 | 0.069 | 0 | 0.522 | 0 | 0.109 | 0 | 0.003
| 0.528 | 0 | 0.08 | 0 | 0.442 | 0 | 0.107 | 0 | 0.003
| 0.528 | 0.002 | 0.093 | 0.002 | 0.464 | 0 | 0.12 | 0 | 0.003
| 0.528 | 0.095 | 0.063 | 0.052 | 0.28 | 0.004 | 0.131 | 0.015 | 0.003
| 0.528 | 0.286 | 0.006 | 0.157 | 0.156 | 0.045 | 0.112 | 0.074 | 0.002
| 0.528 | 0.473 | 0.021 | 0.306 | 0.343 | 0.113 | 0.119 | 0.137 | 0.005
| 0.528 | 0.615 | 0.047 | 0.467 | 0.396 | 0.216 | 0.186 | 0.209 | 0.012
| 0.528 | 0.697 | 0.089 | 0.607 | 0.366 | 0.341 | 0.254 | 0.292 | 0.02
| 0.528 | 0.741 | 0.153 | 0.694 | 0.308 | 0.571 | 0.305 | 0.456 | 0.026
| 0.528 | 0.761 | 0.22 | 0.713 | 0.276 | 0.594 | 0.317 | 0.546 | 0.033
| 0.528 | 0.729 | 0.283 | 0.658 | 0.245 | 0.603 | 0.317 | 0.468 | 0.045
| 0.528 | 0.643 | 0.328 | 0.518 | 0.22 | 0.558 | 0.305 | 0.389 | 0.062
| 0.528 | 0.509 | 0.349 | 0.396 | 0.223 | 0.472 | 0.284 | 0.293 | 0.072
| 0.528 | 0.328 | 0.322 | 0.222 | 0.191 | 0.329 | 0.245 | 0.197 | 0.067
| 0.528 | 0.137 | 0.192 | 0.093 | 0.185 | 0.177 | 0.157 | 0.108 | 0.042
| 0.528 | 0.008 | 0.237 | 0.014 | 0.274 | 0.053 | 0.069 | 0.044 | 0.025
| 0.528 | 0 | 0.378 | 0 | 0.407 | 0.004 | 0.066 | 0 | 0.021
| 0.528 | 0 | 0.334 | 0 | 0.428 | 0 | 0.085 | 0 | 0.018
| 0.528 | 0 | 0.31 | 0 | 0.371 | 0 | 0.086 | 0 | 0.015
| 0.528 | 0 | 0.274 | 0 | 0.348 | 0 | 0.084 | 0 | 0.009
| 0.528 | 0 | 0.236 | 0 | 0.317 | 0 | 0.074 | 0 | 0.009
| 0.528 | 0 | 0.21 | 0 | 0.278 | 0 | 0.058 | 0 | 0.007
| 0.528 | 0 | 0.181 | 0 | 0.262 | 0 | 0.053 | 0 | 0.003
| 0.528 | 0 | 0.182 | 0 | 0.337 | 0 | 0.045 | 0 | 0.001
| 0.528 | 0 | 0.172 | 0 | 0.311 | 0 | 0.028 | 0 | 0
| 0.528 | 0 | 0.142 | 0 | 0.334 | 0 | 0.016 | 0 | 0
| 0.528 | 0.001 | 0.142 | 0.002 | 0.352 | 0 | 0.006 | 0 | 0
| 0.528 | 0.076 | 0.063 | 0.076 | 0.276 | 0.001 | 0.002 | 0.009 | 0
| 0.528 | 0.256 | 0.01 | 0.209 | 0.317 | 0.018 | 0.002 | 0.066 | 0
| 0.528 | 0.445 | 0.025 | 0.354 | 0.264 | 0.054 | 0.006 | 0.146 | 0
| 0.528 | 0.581 | 0.053 | 0.5 | 0.201 | 0.13 | 0.033 | 0.245 | 0
| 0.528 | 0.685 | 0.093 | 0.601 | 0.184 | 0.142 | 0.056 | 0.457 | 0.002
| 0.528 | 0.736 | 0.133 | 0.618 | 0.191 | 0.189 | 0.079 | 0.558 | 0.007
| 0.528 | 0.726 | 0.182 | 0.61 | 0.168 | 0.256 | 0.104 | 0.617 | 0.014
| 0.528 | 0.693 | 0.203 | 0.578 | 0.127 | 0.274 | 0.132 | 0.597 | 0.02
| 0.528 | 0.601 | 0.204 | 0.506 | 0.088 | 0.213 | 0.159 | 0.499 | 0.022
| 0.528 | 0.483 | 0.2 | 0.397 | 0.055 | 0.133 | 0.156 | 0.353 | 0.02
| 0.528 | 0.303 | 0.167 | 0.259 | 0.024 | 0.076 | 0.121 | 0.122 | 0.015
| 0.528 | 0.129 | 0.104 | 0.124 | 0.001 | 0.048 | 0.07 | 0.052 | 0.008
| 0.528 | 0.008 | 0.088 | 0.012 | 0 | 0.014 | 0.045 | 0.022 | 0.003
| 0.528 | 0 | 0.081 | 0 | 0.001 | 0 | 0.031 | 0 | 0.002
| 0.528 | 0 | 0.101 | 0 | 0.02 | 0 | 0.022 | 0 | 0.003
| 0.528 | 0 | 0.124 | 0 | 0.091 | 0 | 0.02 | 0 | 0.005
| 0.528 | 0 | 0.155 | 0 | 0.173 | 0 | 0.018 | 0 | 0.007
| 0.528 | 0 | 0.193 | 0 | 0.231 | 0 | 0.013 | 0 | 0.01
| 0.528 | 0 | 0.234 | 0 | 0.231 | 0 | 0.017 | 0 | 0.012
| 0.528 | 0 | 0.277 | 0 | 0.218 | 0 | 0.034 | 0 | 0.019
| 0.528 | 0 | 0.285 | 0 | 0.201 | 0 | 0.073 | 0 | 0.03
| 0.528 | 0 | 0.249 | 0 | 0.181 | 0 | 0.112 | 0 | 0.03
| 0.528 | 0 | 0.216 | 0 | 0.153 | 0 | 0.223 | 0 | 0.029
| 0.528 | 0.001 | 0.195 | 0 | 0.154 | 0 | 0.191 | 0 | 0.028
| 0.528 | 0.057 | 0.163 | 0.035 | 0.112 | 0 | 0.153 | 0.002 | 0.022
| 0.528 | 0.181 | 0.269 | 0.16 | 0.07 | 0.015 | 0.065 | 0.023 | 0.013
| 0.528 | 0.314 | 0.442 | 0.282 | 0.12 | 0.035 | 0.013 | 0.057 | 0.009
| 0.528 | 0.499 | 0.487 | 0.386 | 0.256 | 0.052 | 0.015 | 0.098 | 0.008
| 0.528 | 0.645 | 0.536 | 0.485 | 0.403 | 0.111 | 0.053 | 0.126 | 0.009
| 0.528 | 0.699 | 0.586 | 0.624 | 0.51 | 0.111 | 0.16 | 0.139 | 0.014
| 0.528 | 0.666 | 0.611 | 0.641 | 0.568 | 0.122 | 0.301 | 0.143 | 0.016
| 0.528 | 0.586 | 0.586 | 0.575 | 0.541 | 0.131 | 0.386 | 0.15 | 0.017
| 0.528 | 0.56 | 0.538 | 0.493 | 0.461 | 0.111 | 0.457 | 0.167 | 0.016
| 0.528 | 0.452 | 0.496 | 0.317 | 0.344 | 0.135 | 0.59 | 0.151 | 0.015
| 0.528 | 0.22 | 0.415 | 0.153 | 0.211 | 0.111 | 0.642 | 0.117 | 0.013
| 0.528 | 0.062 | 0.305 | 0.063 | 0.122 | 0.053 | 0.653 | 0.067 | 0.008
| 0.528 | 0.004 | 0.305 | 0.004 | 0.093 | 0.011 | 0.734 | 0.02 | 0.004
| 0.528 | 0 | 0.323 | 0 | 0.077 | 0 | 0.803 | 0 | 0.005
| 0.528 | 0 | 0.27 | 0 | 0.058 | 0 | 0.831 | 0 | 0.004
| 0.528 | 0 | 0.253 | 0 | 0.058 | 0 | 0.831 | 0 | 0.002
| 0.528 | 0 | 0.24 | 0 | 0.057 | 0 | 0.798 | 0 | 0.001
| 0.528 | 0 | 0.233 | 0 | 0.052 | 0 | 0.737 | 0 | 0.001
| 0.528 | 0 | 0.235 | 0 | 0.042 | 0 | 0.644 | 0 | 0.001
| 0.528 | 0 | 0.251 | 0 | 0.025 | 0 | 0.554 | 0 | 0
| 0.528 | 0 | 0.278 | 0 | 0.01 | 0 | 0.45 | 0 | 0
| 0.528 | 0 | 0.282 | 0 | 0.002 | 0 | 0.402 | 0 | 0
| 0.528 | 0 | 0.241 | 0 | 0 | 0 | 0.327 | 0 | 0
| 0.528 | 0 | 0.185 | 0 | 0 | 0 | 0.217 | 0 | 0
| 0.528 | 0.051 | 0.127 | 0.01 | 0 | 0 | 0.145 | 0.005 | 0
| 0.528 | 0.264 | 0.145 | 0.032 | 0 | 0.02 | 0.118 | 0.043 | 0
| 0.528 | 0.451 | 0.233 | 0.062 | 0 | 0.073 | 0.126 | 0.105 | 0.003
| 0.528 | 0.59 | 0.312 | 0.1 | 0 | 0.136 | 0.142 | 0.151 | 0.007
| 0.528 | 0.683 | 0.369 | 0.14 | 0.002 | 0.171 | 0.118 | 0.197 | 0.009
| 0.528 | 0.73 | 0.42 | 0.174 | 0.024 | 0.173 | 0.123 | 0.26 | 0.013
| 0.528 | 0.734 | 0.459 | 0.116 | 0.076 | 0.175 | 0.123 | 0.228 | 0.017
| 0.528 | 0.683 | 0.496 | 0.083 | 0.139 | 0.169 | 0.103 | 0.191 | 0.02
| 0.528 | 0.576 | 0.541 | 0.071 | 0.173 | 0.145 | 0.083 | 0.133 | 0.021
| 0.528 | 0.418 | 0.538 | 0.078 | 0.172 | 0.115 | 0.063 | 0.085 | 0.018
| 0.528 | 0.199 | 0.443 | 0.068 | 0.152 | 0.089 | 0.041 | 0.049 | 0.009
| 0.528 | 0.086 | 0.314 | 0.027 | 0.125 | 0.053 | 0.022 | 0.031 | 0.002
| 0.528 | 0.006 | 0.299 | 0.002 | 0.079 | 0.018 | 0.015 | 0.026 | 0
| 0.528 | 0 | 0.272 | 0 | 0.069 | 0 | 0.019 | 0 | 0.003
| 0.528 | 0 | 0.118 | 0 | 0.068 | 0 | 0.021 | 0 | 0.006
| 0.528 | 0 | 0.04 | 0 | 0.054 | 0 | 0.021 | 0 | 0.007
| 0.528 | 0 | 0.02 | 0 | 0.048 | 0 | 0.021 | 0 | 0.013
| 0.528 | 0 | 0.012 | 0 | 0.042 | 0 | 0.016 | 0 | 0.013
| 0.528 | 0 | 0.007 | 0 | 0.037 | 0 | 0.01 | 0 | 0.008
| 0.528 | 0 | 0.017 | 0 | 0.039 | 0 | 0.003 | 0 | 0.005
| 0.528 | 0 | 0.041 | 0 | 0.032 | 0 | 0.001 | 0 | 0.002
| 0.528 | 0 | 0.042 | 0 | 0.026 | 0 | 0.001 | 0 | 0.001
| 0.528 | 0 | 0.051 | 0 | 0.021 | 0 | 0.001 | 0 | 0.001
| 0.528 | 0 | 0.068 | 0 | 0.026 | 0 | 0.004 | 0 | 0
| 0.528 | 0.014 | 0.114 | 0.023 | 0.05 | 0 | 0.014 | 0.002 | 0
| 0.528 | 0.053 | 0.128 | 0.073 | 0.078 | 0.019 | 0.028 | 0.028 | 0
| 0.528 | 0.093 | 0.135 | 0.119 | 0.107 | 0.052 | 0.049 | 0.064 | 0
| 0.528 | 0.113 | 0.146 | 0.151 | 0.133 | 0.084 | 0.07 | 0.109 | 0.002
| 0.528 | 0.161 | 0.155 | 0.175 | 0.145 | 0.113 | 0.088 | 0.148 | 0.004
| 0.528 | 0.203 | 0.162 | 0.148 | 0.142 | 0.14 | 0.099 | 0.174 | 0.005
| 0.528 | 0.224 | 0.163 | 0.142 | 0.133 | 0.162 | 0.104 | 0.173 | 0.005
| 0.528 | 0.231 | 0.161 | 0.133 | 0.117 | 0.196 | 0.101 | 0.168 | 0.006
| 0.528 | 0.231 | 0.168 | 0.141 | 0.097 | 0.236 | 0.093 | 0.15 | 0.008
| 0.528 | 0.18 | 0.187 | 0.147 | 0.074 | 0.25 | 0.1 | 0.121 | 0.011
| 0.528 | 0.119 | 0.22 | 0.109 | 0.048 | 0.269 | 0.109 | 0.089 | 0.011
| 0.528 | 0.05 | 0.245 | 0.058 | 0.019 | 0.206 | 0.11 | 0.06 | 0.006
| 0.528 | 0.002 | 0.225 | 0.007 | 0.01 | 0.068 | 0.078 | 0.021 | 0.005
| 0.528 | 0 | 0.327 | 0 | 0.046 | 0.001 | 0.093 | 0 | 0.008
| 0.528 | 0 | 0.383 | 0 | 0.093 | 0 | 0.123 | 0 | 0.008
| 0.528 | 0 | 0.457 | 0 | 0.101 | 0 | 0.126 | 0 | 0.011
| 0.528 | 0 | 0.489 | 0 | 0.095 | 0 | 0.102 | 0 | 0.019
| 0.528 | 0 | 0.519 | 0 | 0.057 | 0 | 0.079 | 0 | 0.034
| 0.528 | 0 | 0.544 | 0 | 0.028 | 0 | 0.067 | 0 | 0.047
| 0.528 | 0 | 0.51 | 0 | 0.013 | 0 | 0.074 | 0 | 0.058
| 0.528 | 0 | 0.497 | 0 | 0.002 | 0 | 0.085 | 0 | 0.065
| 0.528 | 0 | 0.462 | 0 | 0 | 0 | 0.083 | 0 | 0.068
| 0.528 | 0 | 0.409 | 0 | 0 | 0 | 0.082 | 0 | 0.068
| 0.528 | 0 | 0.362 | 0 | 0 | 0 | 0.071 | 0 | 0.069
| 0.528 | 0.034 | 0.373 | 0.052 | 0 | 0.004 | 0.08 | 0.009 | 0.071
| 0.528 | 0.14 | 0.361 | 0.195 | 0 | 0.126 | 0.061 | 0.095 | 0.067
| 0.528 | 0.251 | 0.32 | 0.25 | 0 | 0.333 | 0.043 | 0.268 | 0.07
| 0.528 | 0.364 | 0.26 | 0.32 | 0 | 0.529 | 0.031 | 0.462 | 0.043
| 0.528 | 0.486 | 0.191 | 0.369 | 0 | 0.674 | 0.021 | 0.603 | 0.014
| 0.528 | 0.566 | 0.144 | 0.442 | 0 | 0.766 | 0.012 | 0.692 | 0.001
| 0.528 | 0.597 | 0.112 | 0.483 | 0 | 0.807 | 0.005 | 0.763 | 0
| 0.528 | 0.627 | 0.082 | 0.497 | 0 | 0.797 | 0.002 | 0.725 | 0
| 0.528 | 0.524 | 0.057 | 0.452 | 0 | 0.74 | 0.001 | 0.535 | 0
| 0.528 | 0.402 | 0.041 | 0.346 | 0 | 0.633 | 0 | 0.401 | 0.002
| 0.528 | 0.251 | 0.034 | 0.226 | 0 | 0.482 | 0 | 0.259 | 0.003
| 0.528 | 0.099 | 0.034 | 0.09 | 0 | 0.288 | 0 | 0.138 | 0.002
| 0.528 | 0.005 | 0.035 | 0.007 | 0.001 | 0.09 | 0.001 | 0.037 | 0.001
| 0.528 | 0 | 0.06 | 0 | 0.008 | 0.001 | 0.002 | 0 | 0
| 0.528 | 0 | 0.054 | 0 | 0.017 | 0 | 0.002 | 0 | 0
| 0.528 | 0 | 0.041 | 0 | 0.025 | 0 | 0.003 | 0 | 0
| 0.528 | 0 | 0.028 | 0 | 0.028 | 0 | 0.005 | 0 | 0
| 0.528 | 0 | 0.022 | 0 | 0.025 | 0 | 0.005 | 0 | 0
| 0.528 | 0 | 0.012 | 0 | 0.015 | 0 | 0.004 | 0 | 0
| 0.528 | 0 | 0.006 | 0 | 0.005 | 0 | 0.005 | 0 | 0.001
| 0.528 | 0 | 0.011 | 0 | 0 | 0 | 0.007 | 0 | 0.001
| 0.528 | 0 | 0.017 | 0 | 0 | 0 | 0.012 | 0 | 0.002
| 0.528 | 0 | 0.024 | 0 | 0 | 0 | 0.02 | 0 | 0.003
| 0.528 | 0 | 0.03 | 0 | 0 | 0 | 0.023 | 0 | 0.004
| 0.528 | 0.057 | 0.045 | 0.028 | 0 | 0.003 | 0.025 | 0.01 | 0.006
| 0.528 | 0.176 | 0.071 | 0.101 | 0 | 0.13 | 0.025 | 0.147 | 0.005
| 0.528 | 0.31 | 0.071 | 0.235 | 0 | 0.34 | 0.049 | 0.325 | 0.008
| 0.528 | 0.431 | 0.071 | 0.346 | 0 | 0.532 | 0.07 | 0.475 | 0.013
| 0.528 | 0.531 | 0.076 | 0.407 | 0 | 0.679 | 0.084 | 0.473 | 0.015
| 0.528 | 0.594 | 0.082 | 0.491 | 0 | 0.773 | 0.095 | 0.557 | 0.016
| 0.528 | 0.602 | 0.095 | 0.585 | 0 | 0.813 | 0.098 | 0.708 | 0.016
| 0.528 | 0.587 | 0.118 | 0.578 | 0 | 0.804 | 0.107 | 0.748 | 0.014
| 0.528 | 0.507 | 0.148 | 0.546 | 0 | 0.745 | 0.12 | 0.702 | 0.012
| 0.528 | 0.413 | 0.174 | 0.458 | 0 | 0.638 | 0.124 | 0.585 | 0.012
| 0.528 | 0.234 | 0.18 | 0.323 | 0 | 0.462 | 0.111 | 0.41 | 0.017
| 0.528 | 0.093 | 0.148 | 0.13 | 0 | 0.275 | 0.085 | 0.218 | 0.016
| 0.528 | 0.003 | 0.095 | 0.004 | 0.012 | 0.085 | 0.099 | 0.037 | 0.011
| 0.528 | 0 | 0.125 | 0 | 0.106 | 0.001 | 0.107 | 0 | 0.012
| 0.528 | 0 | 0.102 | 0 | 0.279 | 0 | 0.095 | 0 | 0.015
| 0.528 | 0 | 0.088 | 0 | 0.407 | 0 | 0.084 | 0 | 0.019
| 0.528 | 0 | 0.077 | 0 | 0.384 | 0 | 0.071 | 0 | 0.025
| 0.528 | 0 | 0.055 | 0 | 0.317 | 0 | 0.06 | 0 | 0.033
| 0.528 | 0 | 0.029 | 0 | 0.295 | 0 | 0.045 | 0 | 0.038
| 0.528 | 0 | 0.011 | 0 | 0.278 | 0 | 0.035 | 0 | 0.037
| 0.528 | 0 | 0.004 | 0 | 0.247 | 0 | 0.028 | 0 | 0.04
| 0.528 | 0 | 0.002 | 0 | 0.209 | 0 | 0.027 | 0 | 0.045
| 0.528 | 0 | 0.001 | 0 | 0.138 | 0 | 0.028 | 0 | 0.055
| 0.528 | 0 | 0.001 | 0 | 0.111 | 0 | 0.026 | 0 | 0.06
| 0.528 | 0.08 | 0.001 | 0.072 | 0.057 | 0.001 | 0.021 | 0.01 | 0.062
| 0.528 | 0.296 | 0.002 | 0.279 | 0.027 | 0.032 | 0.011 | 0.131 | 0.055
| 0.528 | 0.511 | 0.002 | 0.478 | 0.054 | 0.087 | 0.007 | 0.353 | 0.095
| 0.528 | 0.674 | 0.002 | 0.634 | 0.072 | 0.138 | 0.006 | 0.507 | 0.114
| 0.528 | 0.782 | 0.002 | 0.736 | 0.096 | 0.172 | 0.006 | 0.626 | 0.113
| 0.528 | 0.836 | 0.001 | 0.787 | 0.107 | 0.227 | 0.007 | 0.633 | 0.099
| 0.528 | 0.837 | 0 | 0.789 | 0.1 | 0.318 | 0.045 | 0.579 | 0.076
| 0.528 | 0.788 | 0 | 0.743 | 0.112 | 0.359 | 0.09 | 0.42 | 0.056
| 0.528 | 0.689 | 0 | 0.649 | 0.137 | 0.247 | 0.08 | 0.32 | 0.04
| 0.528 | 0.54 | 0.001 | 0.509 | 0.152 | 0.123 | 0.052 | 0.307 | 0.028
| 0.528 | 0.339 | 0.002 | 0.323 | 0.115 | 0.077 | 0.033 | 0.267 | 0.017
| 0.528 | 0.13 | 0.003 | 0.127 | 0.191 | 0.056 | 0.031 | 0.11 | 0.01
| 0.528 | 0.003 | 0.008 | 0.004 | 0.343 | 0.034 | 0.032 | 0.017 | 0.005
| 0.528 | 0 | 0.025 | 0 | 0.356 | 0 | 0.025 | 0 | 0.003
| 0.528 | 0 | 0.057 | 0 | 0.305 | 0 | 0.022 | 0 | 0.002
| 0.528 | 0 | 0.106 | 0 | 0.303 | 0 | 0.027 | 0 | 0.001
| 0.528 | 0 | 0.169 | 0 | 0.238 | 0 | 0.029 | 0 | 0
| 0.528 | 0 | 0.231 | 0 | 0.214 | 0 | 0.037 | 0 | 0
| 0.528 | 0 | 0.297 | 0 | 0.182 | 0 | 0.041 | 0 | 0
| 0.528 | 0 | 0.32 | 0 | 0.158 | 0 | 0.037 | 0 | 0
| 0.528 | 0 | 0.279 | 0 | 0.149 | 0 | 0.03 | 0 | 0
| 0.528 | 0 | 0.252 | 0 | 0.152 | 0 | 0.024 | 0 | 0
| 0.528 | 0 | 0.223 | 0 | 0.184 | 0 | 0.026 | 0 | 0
| 0.528 | 0 | 0.224 | 0 | 0.243 | 0 | 0.025 | 0 | 0
| 0.528 | 0.017 | 0.199 | 0.048 | 0.197 | 0 | 0.024 | 0.004 | 0
| 0.528 | 0.082 | 0.145 | 0.203 | 0.044 | 0.03 | 0.025 | 0.058 | 0
| 0.528 | 0.22 | 0.195 | 0.384 | 0.023 | 0.069 | 0.015 | 0.12 | 0
| 0.528 | 0.348 | 0.383 | 0.529 | 0.191 | 0.104 | 0.009 | 0.166 | 0
| 0.528 | 0.425 | 0.422 | 0.641 | 0.291 | 0.145 | 0.008 | 0.185 | 0.001
| 0.528 | 0.52 | 0.449 | 0.701 | 0.316 | 0.169 | 0.009 | 0.181 | 0.001
| 0.528 | 0.595 | 0.454 | 0.707 | 0.322 | 0.188 | 0.009 | 0.154 | 0.001
| 0.528 | 0.606 | 0.428 | 0.654 | 0.311 | 0.191 | 0.009 | 0.129 | 0.001
| 0.528 | 0.57 | 0.38 | 0.496 | 0.291 | 0.248 | 0.007 | 0.126 | 0.001
| 0.528 | 0.455 | 0.329 | 0.291 | 0.261 | 0.237 | 0.005 | 0.105 | 0.001
| 0.528 | 0.287 | 0.243 | 0.153 | 0.22 | 0.161 | 0.004 | 0.086 | 0.002
| 0.528 | 0.104 | 0.203 | 0.057 | 0.241 | 0.103 | 0.002 | 0.061 | 0.002
| 0.528 | 0.002 | 0.302 | 0.002 | 0.364 | 0.026 | 0 | 0.016 | 0.002
| 0.528 | 0 | 0.285 | 0 | 0.352 | 0 | 0 | 0 | 0.004
| 0.528 | 0 | 0.231 | 0 | 0.279 | 0 | 0 | 0 | 0.004
| 0.528 | 0 | 0.224 | 0 | 0.267 | 0 | 0.001 | 0 | 0.004
| 0.528 | 0 | 0.187 | 0 | 0.259 | 0 | 0.003 | 0 | 0.003
| 0.528 | 0 | 0.102 | 0 | 0.27 | 0 | 0.004 | 0 | 0.002
| 0.528 | 0 | 0.058 | 0 | 0.291 | 0 | 0.005 | 0 | 0.001
| 0.528 | 0 | 0.042 | 0 | 0.237 | 0 | 0.009 | 0 | 0.002
| 0.528 | 0 | 0.042 | 0 | 0.209 | 0 | 0.017 | 0 | 0.003
| 0.528 | 0 | 0.038 | 0 | 0.169 | 0 | 0.021 | 0 | 0.004
| 0.528 | 0 | 0.055 | 0 | 0.144 | 0 | 0.024 | 0 | 0.006
| 0.528 | 0 | 0.077 | 0 | 0.13 | 0 | 0.024 | 0 | 0.006
| 0.528 | 0.038 | 0.045 | 0.014 | 0.074 | 0 | 0.023 | 0.002 | 0.007
| 0.528 | 0.173 | 0.018 | 0.075 | 0.035 | 0.011 | 0.015 | 0.046 | 0.005
| 0.528 | 0.346 | 0.022 | 0.202 | 0.029 | 0.028 | 0.011 | 0.13 | 0.005
| 0.528 | 0.484 | 0.022 | 0.319 | 0.034 | 0.039 | 0.015 | 0.251 | 0.007
| 0.528 | 0.591 | 0.019 | 0.424 | 0.025 | 0.06 | 0.024 | 0.505 | 0.005
| 0.528 | 0.671 | 0.014 | 0.582 | 0.023 | 0.098 | 0.036 | 0.453 | 0.001
| 0.528 | 0.684 | 0.011 | 0.474 | 0.019 | 0.118 | 0.043 | 0.374 | 0
| 0.528 | 0.637 | 0.009 | 0.44 | 0.009 | 0.124 | 0.046 | 0.307 | 0
| 0.528 | 0.548 | 0.007 | 0.336 | 0.002 | 0.14 | 0.051 | 0.266 | 0
| 0.528 | 0.372 | 0.003 | 0.228 | 0 | 0.135 | 0.054 | 0.301 | 0
| 0.528 | 0.215 | 0.001 | 0.132 | 0 | 0.101 | 0.045 | 0.394 | 0
| 0.528 | 0.076 | 0 | 0.051 | 0 | 0.043 | 0.03 | 0.201 | 0
| 0.528 | 0.001 | 0 | 0.002 | 0.003 | 0.01 | 0.045 | 0.032 | 0
| 0.528 | 0 | 0 | 0 | 0.037 | 0 | 0.058 | 0 | 0
| 0.528 | 0 | 0.006 | 0 | 0.132 | 0 | 0.058 | 0 | 0
| 0.528 | 0 | 0.021 | 0 | 0.255 | 0 | 0.054 | 0 | 0
| 0.528 | 0 | 0.039 | 0 | 0.289 | 0 | 0.055 | 0 | 0
| 0.528 | 0 | 0.064 | 0 | 0.229 | 0 | 0.055 | 0 | 0.001
| 0.528 | 0 | 0.105 | 0 | 0.163 | 0 | 0.055 | 0 | 0.001
| 0.528 | 0 | 0.135 | 0 | 0.136 | 0 | 0.056 | 0 | 0.001
| 0.528 | 0 | 0.149 | 0 | 0.125 | 0 | 0.058 | 0 | 0.001
| 0.528 | 0 | 0.174 | 0 | 0.11 | 0 | 0.058 | 0 | 0.001
| 0.528 | 0 | 0.201 | 0 | 0.106 | 0 | 0.056 | 0 | 0.001
| 0.528 | 0 | 0.204 | 0 | 0.117 | 0 | 0.053 | 0 | 0.001
| 0.528 | 0.03 | 0.129 | 0.005 | 0.111 | 0 | 0.054 | 0.005 | 0.001
| 0.528 | 0.084 | 0.054 | 0.03 | 0.069 | 0.039 | 0.046 | 0.09 | 0.001
| 0.528 | 0.148 | 0.042 | 0.105 | 0.014 | 0.103 | 0.03 | 0.279 | 0
| 0.528 | 0.252 | 0.163 | 0.234 | 0.039 | 0.166 | 0.049 | 0.473 | 0
| 0.528 | 0.333 | 0.223 | 0.303 | 0.07 | 0.214 | 0.092 | 0.577 | 0
| 0.528 | 0.38 | 0.243 | 0.337 | 0.077 | 0.272 | 0.1 | 0.661 | 0
| 0.528 | 0.423 | 0.243 | 0.307 | 0.071 | 0.295 | 0.098 | 0.703 | 0.001
| 0.528 | 0.457 | 0.223 | 0.191 | 0.059 | 0.243 | 0.093 | 0.704 | 0.002
| 0.528 | 0.413 | 0.187 | 0.204 | 0.054 | 0.195 | 0.093 | 0.649 | 0.006
| 0.528 | 0.289 | 0.133 | 0.151 | 0.041 | 0.149 | 0.085 | 0.543 | 0.011
| 0.528 | 0.152 | 0.058 | 0.102 | 0.042 | 0.113 | 0.068 | 0.389 | 0.013
| 0.528 | 0.062 | 0.031 | 0.042 | 0.104 | 0.095 | 0.057 | 0.2 | 0.011
| 0.528 | 0.001 | 0.039 | 0.001 | 0.258 | 0.033 | 0.061 | 0.031 | 0.006
| 0.528 | 0 | 0.047 | 0 | 0.362 | 0 | 0.071 | 0 | 0.006
| 0.528 | 0 | 0.047 | 0 | 0.334 | 0 | 0.063 | 0 | 0.004
| 0.528 | 0 | 0.038 | 0 | 0.329 | 0 | 0.053 | 0 | 0.002
| 0.528 | 0 | 0.026 | 0 | 0.293 | 0 | 0.04 | 0 | 0.001
| 0.528 | 0 | 0.015 | 0 | 0.27 | 0 | 0.028 | 0 | 0.001
| 0.528 | 0 | 0.007 | 0 | 0.268 | 0 | 0.023 | 0 | 0.002
| 0.528 | 0 | 0.003 | 0 | 0.229 | 0 | 0.025 | 0 | 0.003
| 0.528 | 0 | 0.002 | 0 | 0.187 | 0 | 0.029 | 0 | 0.004
| 0.528 | 0 | 0.003 | 0 | 0.145 | 0 | 0.03 | 0 | 0.005
| 0.528 | 0 | 0.009 | 0 | 0.112 | 0 | 0.027 | 0 | 0.006
| 0.528 | 0 | 0.022 | 0 | 0.109 | 0 | 0.022 | 0 | 0.006
| 0.528 | 0.049 | 0.047 | 0.02 | 0.103 | 0 | 0.019 | 0.003 | 0.007
| 0.528 | 0.22 | 0.011 | 0.096 | 0.028 | 0.024 | 0.012 | 0.077 | 0.006
| 0.528 | 0.422 | 0.006 | 0.257 | 0.001 | 0.069 | 0.005 | 0.235 | 0.002
| 0.528 | 0.567 | 0.022 | 0.449 | 0.002 | 0.122 | 0.004 | 0.437 | 0.001
| 0.528 | 0.669 | 0.043 | 0.574 | 0.017 | 0.205 | 0.007 | 0.653 | 0.001
| 0.528 | 0.717 | 0.061 | 0.646 | 0.026 | 0.435 | 0.013 | 0.728 | 0
| 0.528 | 0.712 | 0.072 | 0.659 | 0.03 | 0.564 | 0.022 | 0.754 | 0
| 0.528 | 0.668 | 0.085 | 0.614 | 0.026 | 0.609 | 0.034 | 0.734 | 0
| 0.528 | 0.58 | 0.093 | 0.492 | 0.024 | 0.594 | 0.04 | 0.666 | 0
| 0.528 | 0.454 | 0.096 | 0.402 | 0.024 | 0.492 | 0.043 | 0.551 | 0
| 0.528 | 0.277 | 0.078 | 0.245 | 0.019 | 0.354 | 0.036 | 0.379 | 0
| 0.528 | 0.097 | 0.084 | 0.09 | 0.019 | 0.175 | 0.02 | 0.186 | 0
| 0.528 | 0 | 0.183 | 0.001 | 0.025 | 0.037 | 0.013 | 0.026 | 0
| 0.528 | 0 | 0.254 | 0 | 0.036 | 0 | 0.011 | 0 | 0
| 0.528 | 0 | 0.252 | 0 | 0.056 | 0 | 0.011 | 0 | 0
| 0.528 | 0 | 0.256 | 0 | 0.082 | 0 | 0.011 | 0 | 0
| 0.528 | 0 | 0.277 | 0 | 0.139 | 0 | 0.012 | 0 | 0
| 0.528 | 0 | 0.258 | 0 | 0.237 | 0 | 0.011 | 0 | 0
| 0.528 | 0 | 0.257 | 0 | 0.325 | 0 | 0.011 | 0 | 0
| 0.528 | 0 | 0.253 | 0 | 0.378 | 0 | 0.014 | 0 | 0
| 0.528 | 0 | 0.245 | 0 | 0.429 | 0 | 0.018 | 0 | 0
| 0.528 | 0 | 0.24 | 0 | 0.447 | 0 | 0.017 | 0 | 0
| 0.528 | 0 | 0.233 | 0 | 0.434 | 0 | 0.015 | 0 | 0
| 0.528 | 0 | 0.227 | 0 | 0.403 | 0 | 0.021 | 0 | 0.001
| 0.528 | 0.054 | 0.199 | 0.045 | 0.358 | 0 | 0.029 | 0.002 | 0.001
| 0.528 | 0.225 | 0.067 | 0.208 | 0.1 | 0.009 | 0.024 | 0.066 | 0.002
| 0.528 | 0.395 | 0.01 | 0.356 | 0 | 0.035 | 0.014 | 0.139 | 0.001
| 0.528 | 0.545 | 0.057 | 0.437 | 0 | 0.078 | 0.009 | 0.209 | 0.001
| 0.528 | 0.66 | 0.08 | 0.454 | 0 | 0.137 | 0.027 | 0.328 | 0
| 0.528 | 0.711 | 0.068 | 0.559 | 0.001 | 0.271 | 0.054 | 0.438 | 0.001
| 0.528 | 0.697 | 0.064 | 0.66 | 0.002 | 0.447 | 0.08 | 0.455 | 0.001
| 0.528 | 0.544 | 0.071 | 0.614 | 0.003 | 0.536 | 0.091 | 0.366 | 0.001
| 0.528 | 0.408 | 0.084 | 0.501 | 0.004 | 0.55 | 0.092 | 0.308 | 0.001
| 0.528 | 0.307 | 0.089 | 0.332 | 0.007 | 0.453 | 0.086 | 0.261 | 0
| 0.528 | 0.187 | 0.055 | 0.177 | 0.025 | 0.332 | 0.073 | 0.155 | 0
| 0.528 | 0.053 | 0.067 | 0.06 | 0.083 | 0.186 | 0.041 | 0.063 | 0
| 0.528 | 0 | 0.088 | 0 | 0.139 | 0.042 | 0.032 | 0.009 | 0
| 0.528 | 0 | 0.08 | 0 | 0.129 | 0 | 0.028 | 0 | 0
| 0.528 | 0 | 0.061 | 0 | 0.075 | 0 | 0.022 | 0 | 0
| 0.528 | 0 | 0.054 | 0 | 0.034 | 0 | 0.021 | 0 | 0
| 0.528 | 0 | 0.055 | 0 | 0.016 | 0 | 0.017 | 0 | 0
| 0.528 | 0 | 0.06 | 0 | 0.007 | 0 | 0.013 | 0 | 0
| 0.528 | 0 | 0.064 | 0 | 0.002 | 0 | 0.011 | 0 | 0
| 0.528 | 0 | 0.079 | 0 | 0.002 | 0 | 0.009 | 0 | 0
| 0.528 | 0 | 0.094 | 0 | 0.002 | 0 | 0.007 | 0 | 0
| 0.528 | 0 | 0.102 | 0 | 0.003 | 0 | 0.005 | 0 | 0
| 0.528 | 0 | 0.111 | 0 | 0.007 | 0 | 0.002 | 0 | 0
| 0.528 | 0 | 0.123 | 0 | 0.015 | 0 | 0.001 | 0 | 0.001
| 0.528 | 0.034 | 0.133 | 0.032 | 0.007 | 0 | 0.001 | 0.001 | 0.001
| 0.528 | 0.175 | 0.071 | 0.188 | 0.001 | 0.012 | 0.001 | 0.047 | 0.001
| 0.528 | 0.378 | 0.005 | 0.343 | 0.001 | 0.048 | 0.001 | 0.159 | 0
| 0.528 | 0.525 | 0.009 | 0.442 | 0.009 | 0.093 | 0.001 | 0.341 | 0
| 0.528 | 0.622 | 0.02 | 0.424 | 0.016 | 0.146 | 0.006 | 0.467 | 0
| 0.528 | 0.667 | 0.03 | 0.378 | 0.03 | 0.17 | 0.018 | 0.514 | 0
| 0.528 | 0.666 | 0.048 | 0.375 | 0.045 | 0.166 | 0.03 | 0.511 | 0.001
| 0.528 | 0.596 | 0.077 | 0.372 | 0.061 | 0.193 | 0.036 | 0.537 | 0.003
| 0.528 | 0.481 | 0.108 | 0.302 | 0.083 | 0.206 | 0.039 | 0.421 | 0.004
| 0.528 | 0.291 | 0.122 | 0.184 | 0.072 | 0.155 | 0.033 | 0.269 | 0.004
| 0.528 | 0.127 | 0.103 | 0.086 | 0.053 | 0.112 | 0.02 | 0.142 | 0.004
| 0.528 | 0.037 | 0.14 | 0.025 | 0.099 | 0.066 | 0.012 | 0.052 | 0.002
| 0.528 | 0 | 0.226 | 0 | 0.133 | 0.019 | 0.015 | 0.005 | 0.001
| 0.528 | 0 | 0.245 | 0 | 0.078 | 0 | 0.023 | 0 | 0
| 0.528 | 0 | 0.264 | 0 | 0.031 | 0 | 0.025 | 0 | 0
| 0.528 | 0 | 0.277 | 0 | 0.01 | 0 | 0.021 | 0 | 0
| 0.528 | 0 | 0.264 | 0 | 0.003 | 0 | 0.018 | 0 | 0
| 0.528 | 0 | 0.238 | 0 | 0.004 | 0 | 0.014 | 0 | 0
| 0.528 | 0 | 0.219 | 0 | 0.021 | 0 | 0.011 | 0 | 0
| 0.528 | 0 | 0.216 | 0 | 0.04 | 0 | 0.008 | 0 | 0
| 0.528 | 0 | 0.209 | 0 | 0.057 | 0 | 0.005 | 0 | 0
| 0.528 | 0 | 0.205 | 0 | 0.059 | 0 | 0.003 | 0 | 0
| 0.528 | 0 | 0.213 | 0 | 0.059 | 0 | 0.002 | 0 | 0
| 0.528 | 0 | 0.202 | 0 | 0.048 | 0 | 0.002 | 0 | 0
| 0.528 | 0.015 | 0.155 | 0.006 | 0.043 | 0 | 0.003 | 0 | 0
| 0.528 | 0.089 | 0.074 | 0.05 | 0.034 | 0.006 | 0.005 | 0.025 | 0
| 0.528 | 0.181 | 0.053 | 0.151 | 0.029 | 0.039 | 0.009 | 0.081 | 0
| 0.528 | 0.354 | 0.182 | 0.31 | 0.08 | 0.094 | 0.012 | 0.146 | 0
| 0.528 | 0.452 | 0.236 | 0.492 | 0.102 | 0.194 | 0.021 | 0.228 | 0
| 0.528 | 0.431 | 0.245 | 0.541 | 0.101 | 0.349 | 0.04 | 0.608 | 0.001
| 0.528 | 0.355 | 0.257 | 0.475 | 0.073 | 0.629 | 0.071 | 0.718 | 0.001
| 0.528 | 0.21 | 0.238 | 0.38 | 0.044 | 0.645 | 0.095 | 0.681 | 0.002
| 0.528 | 0.15 | 0.2 | 0.456 | 0.022 | 0.513 | 0.106 | 0.62 | 0.002
| 0.528 | 0.121 | 0.183 | 0.372 | 0.012 | 0.352 | 0.105 | 0.492 | 0.003
| 0.528 | 0.073 | 0.17 | 0.22 | 0.005 | 0.234 | 0.092 | 0.286 | 0.003
| 0.528 | 0.025 | 0.176 | 0.071 | 0.001 | 0.111 | 0.056 | 0.123 | 0.002
| 0.528 | 0 | 0.25 | 0 | 0.001 | 0.019 | 0.041 | 0.011 | 0
| 0.528 | 0 | 0.232 | 0 | 0.013 | 0 | 0.032 | 0 | 0
| 0.528 | 0 | 0.205 | 0 | 0.082 | 0 | 0.024 | 0 | 0
| 0.528 | 0 | 0.179 | 0 | 0.2 | 0 | 0.024 | 0 | 0
| 0.528 | 0 | 0.17 | 0 | 0.286 | 0 | 0.021 | 0 | 0
| 0.528 | 0 | 0.165 | 0 | 0.294 | 0 | 0.021 | 0 | 0
| 0.528 | 0 | 0.157 | 0 | 0.256 | 0 | 0.021 | 0 | 0.002
| 0.528 | 0 | 0.183 | 0 | 0.164 | 0 | 0.016 | 0 | 0.003
| 0.528 | 0 | 0.209 | 0 | 0.094 | 0 | 0.014 | 0 | 0.002
| 0.528 | 0 | 0.22 | 0 | 0.049 | 0 | 0.013 | 0 | 0.001
| 0.528 | 0 | 0.241 | 0 | 0.047 | 0 | 0.013 | 0 | 0.001
| 0.528 | 0 | 0.259 | 0 | 0.067 | 0 | 0.015 | 0 | 0.002
| 0.528 | 0.027 | 0.21 | 0.019 | 0.147 | 0 | 0.022 | 0 | 0.003
| 0.528 | 0.11 | 0.071 | 0.056 | 0.137 | 0.02 | 0.033 | 0.006 | 0.004
| 0.528 | 0.211 | 0.112 | 0.108 | 0.046 | 0.08 | 0.026 | 0.035 | 0.005
| 0.528 | 0.298 | 0.202 | 0.175 | 0.021 | 0.156 | 0.038 | 0.079 | 0.012
| 0.528 | 0.274 | 0.214 | 0.282 | 0.022 | 0.236 | 0.07 | 0.099 | 0.035
| 0.528 | 0.183 | 0.179 | 0.352 | 0.029 | 0.335 | 0.105 | 0.13 | 0.074
| 0.528 | 0.116 | 0.146 | 0.3 | 0.031 | 0.269 | 0.124 | 0.17 | 0.117
| 0.528 | 0.099 | 0.129 | 0.195 | 0.018 | 0.209 | 0.133 | 0.176 | 0.159
| 0.528 | 0.095 | 0.133 | 0.126 | 0.007 | 0.155 | 0.136 | 0.133 | 0.152
| 0.528 | 0.081 | 0.141 | 0.075 | 0.006 | 0.099 | 0.131 | 0.097 | 0.123
| 0.528 | 0.056 | 0.164 | 0.04 | 0.025 | 0.053 | 0.101 | 0.056 | 0.132
| 0.528 | 0.024 | 0.251 | 0.013 | 0.076 | 0.023 | 0.079 | 0.043 | 0.153
| 0.528 | 0 | 0.342 | 0 | 0.175 | 0.005 | 0.068 | 0.004 | 0.089
| 0.528 | 0 | 0.403 | 0 | 0.268 | 0 | 0.091 | 0 | 0.088
| 0.528 | 0 | 0.413 | 0 | 0.3 | 0 | 0.128 | 0 | 0.161
| 0.528 | 0 | 0.407 | 0 | 0.251 | 0 | 0.121 | 0 | 0.265
| 0.528 | 0 | 0.457 | 0 | 0.267 | 0 | 0.154 | 0 | 0.206
| 0.528 | 0 | 0.501 | 0 | 0.256 | 0 | 0.179 | 0 | 0.153
| 0.528 | 0 | 0.638 | 0 | 0.256 | 0 | 0.2 | 0 | 0.164
| 0.528 | 0 | 0.693 | 0 | 0.234 | 0 | 0.207 | 0 | 0.176
| 0.528 | 0 | 0.727 | 0 | 0.242 | 0 | 0.234 | 0 | 0.201
| 0.528 | 0 | 0.727 | 0 | 0.286 | 0 | 0.237 | 0 | 0.254
| 0.528 | 0 | 0.724 | 0 | 0.301 | 0 | 0.303 | 0 | 0.278
| 0.528 | 0 | 0.755 | 0 | 0.32 | 0 | 0.368 | 0 | 0.278
| 0.528 | 0.012 | 0.744 | 0.017 | 0.285 | 0 | 0.398 | 0 | 0.249
| 0.528 | 0.077 | 0.734 | 0.143 | 0.113 | 0.006 | 0.366 | 0.008 | 0.196
| 0.528 | 0.224 | 0.747 | 0.308 | 0.094 | 0.034 | 0.32 | 0.032 | 0.193
| 0.528 | 0.393 | 0.785 | 0.399 | 0.376 | 0.095 | 0.352 | 0.062 | 0.163
| 0.528 | 0.543 | 0.833 | 0.459 | 0.617 | 0.172 | 0.488 | 0.116 | 0.195
| 0.528 | 0.554 | 0.847 | 0.486 | 0.73 | 0.297 | 0.588 | 0.113 | 0.195
| 0.528 | 0.489 | 0.861 | 0.48 | 0.779 | 0.35 | 0.646 | 0.153 | 0.207
| 0.528 | 0.375 | 0.872 | 0.443 | 0.802 | 0.388 | 0.675 | 0.174 | 0.172
| 0.528 | 0.257 | 0.85 | 0.377 | 0.831 | 0.382 | 0.674 | 0.099 | 0.103
| 0.528 | 0.204 | 0.816 | 0.289 | 0.853 | 0.34 | 0.601 | 0.085 | 0.074
| 0.528 | 0.141 | 0.774 | 0.17 | 0.839 | 0.253 | 0.536 | 0.051 | 0.036
| 0.528 | 0.047 | 0.683 | 0.056 | 0.768 | 0.112 | 0.362 | 0.015 | 0.014
| 0.528 | 0 | 0.567 | 0 | 0.718 | 0.015 | 0.282 | 0.001 | 0.019
| 0.528 | 0 | 0.484 | 0 | 0.674 | 0 | 0.273 | 0 | 0.012
| 0.528 | 0 | 0.422 | 0 | 0.619 | 0 | 0.192 | 0 | 0.006
| 0.528 | 0 | 0.407 | 0 | 0.56 | 0 | 0.14 | 0 | 0.008
| 0.528 | 0 | 0.343 | 0 | 0.485 | 0 | 0.118 | 0 | 0.013
| 0.528 | 0 | 0.274 | 0 | 0.364 | 0 | 0.093 | 0 | 0.025
| 0.528 | 0 | 0.218 | 0 | 0.326 | 0 | 0.069 | 0 | 0.03
| 0.528 | 0 | 0.206 | 0 | 0.314 | 0 | 0.05 | 0 | 0.051
| 0.528 | 0 | 0.23 | 0 | 0.353 | 0 | 0.034 | 0 | 0.085
| 0.528 | 0 | 0.221 | 0 | 0.362 | 0 | 0.025 | 0 | 0.093
| 0.528 | 0 | 0.211 | 0 | 0.334 | 0 | 0.036 | 0 | 0.082
| 0.528 | 0 | 0.228 | 0 | 0.302 | 0 | 0.051 | 0 | 0.096
| 0.528 | 0.023 | 0.302 | 0.005 | 0.266 | 0 | 0.049 | 0 | 0.201
| 0.528 | 0.125 | 0.291 | 0.034 | 0.182 | 0.006 | 0.054 | 0.006 | 0.211
| 0.528 | 0.158 | 0.315 | 0.06 | 0.095 | 0.037 | 0.093 | 0.028 | 0.251
| 0.528 | 0.18 | 0.413 | 0.09 | 0.036 | 0.073 | 0.095 | 0.061 | 0.265
| 0.528 | 0.231 | 0.527 | 0.176 | 0.029 | 0.088 | 0.074 | 0.098 | 0.311
| 0.528 | 0.318 | 0.557 | 0.319 | 0.074 | 0.083 | 0.035 | 0.123 | 0.365
| 0.528 | 0.408 | 0.545 | 0.475 | 0.125 | 0.093 | 0.04 | 0.138 | 0.468
| 0.528 | 0.448 | 0.566 | 0.481 | 0.147 | 0.102 | 0.132 | 0.128 | 0.494
| 0.528 | 0.441 | 0.576 | 0.351 | 0.164 | 0.11 | 0.231 | 0.112 | 0.503
| 0.528 | 0.343 | 0.561 | 0.206 | 0.163 | 0.071 | 0.267 | 0.071 | 0.468
| 0.528 | 0.199 | 0.466 | 0.108 | 0.179 | 0.043 | 0.245 | 0.041 | 0.393
| 0.528 | 0.052 | 0.422 | 0.032 | 0.231 | 0.015 | 0.188 | 0.014 | 0.275
| 0.528 | 0 | 0.416 | 0 | 0.319 | 0.003 | 0.15 | 0 | 0.196
| 0.528 | 0 | 0.346 | 0 | 0.308 | 0 | 0.101 | 0 | 0.16
| 0.528 | 0 | 0.327 | 0 | 0.32 | 0 | 0.053 | 0 | 0.122
| 0.528 | 0 | 0.321 | 0 | 0.339 | 0 | 0.023 | 0 | 0.123
| 0.528 | 0 | 0.316 | 0 | 0.337 | 0 | 0.009 | 0 | 0.158
| 0.528 | 0 | 0.311 | 0 | 0.316 | 0 | 0.002 | 0 | 0.148
| 0.528 | 0 | 0.3 | 0 | 0.28 | 0 | 0.001 | 0 | 0.11
| 0.528 | 0 | 0.294 | 0 | 0.289 | 0 | 0.007 | 0 | 0.068
| 0.528 | 0 | 0.275 | 0 | 0.302 | 0 | 0.007 | 0 | 0.048
| 0.528 | 0 | 0.268 | 0 | 0.312 | 0 | 0.012 | 0 | 0.052
| 0.528 | 0 | 0.274 | 0 | 0.316 | 0 | 0.013 | 0 | 0.053
| 0.528 | 0 | 0.294 | 0 | 0.326 | 0 | 0.019 | 0 | 0.045
| 0.528 | 0.008 | 0.295 | 0.008 | 0.267 | 0 | 0.034 | 0 | 0.042
| 0.528 | 0.057 | 0.193 | 0.064 | 0.086 | 0.002 | 0.038 | 0.033 | 0.026
| 0.528 | 0.12 | 0.087 | 0.175 | 0.009 | 0.015 | 0.038 | 0.075 | 0.022
| 0.528 | 0.206 | 0.071 | 0.335 | 0.002 | 0.034 | 0.036 | 0.124 | 0.029
| 0.528 | 0.373 | 0.274 | 0.5 | 0.001 | 0.052 | 0.032 | 0.227 | 0.038
| 0.528 | 0.507 | 0.391 | 0.568 | 0.003 | 0.07 | 0.025 | 0.381 | 0.072
| 0.528 | 0.559 | 0.391 | 0.57 | 0.022 | 0.105 | 0.025 | 0.398 | 0.127
| 0.528 | 0.532 | 0.37 | 0.532 | 0.073 | 0.143 | 0.045 | 0.362 | 0.236
| 0.528 | 0.422 | 0.344 | 0.436 | 0.116 | 0.118 | 0.082 | 0.31 | 0.328
| 0.528 | 0.265 | 0.27 | 0.229 | 0.088 | 0.065 | 0.179 | 0.199 | 0.344
| 0.528 | 0.135 | 0.215 | 0.091 | 0.177 | 0.033 | 0.274 | 0.126 | 0.342
| 0.528 | 0.036 | 0.302 | 0.025 | 0.322 | 0.014 | 0.363 | 0.038 | 0.342
| 0.528 | 0 | 0.317 | 0 | 0.436 | 0.001 | 0.491 | 0 | 0.316
| 0.528 | 0 | 0.261 | 0 | 0.422 | 0 | 0.695 | 0 | 0.272
| 0.528 | 0 | 0.236 | 0 | 0.39 | 0 | 0.798 | 0 | 0.272
| 0.528 | 0 | 0.266 | 0 | 0.372 | 0 | 0.84 | 0 | 0.225
| 0.528 | 0 | 0.337 | 0 | 0.36 | 0 | 0.861 | 0 | 0.142
| 0.528 | 0 | 0.481 | 0 | 0.352 | 0 | 0.876 | 0 | 0.076
| 0.528 | 0 | 0.441 | 0 | 0.361 | 0 | 0.884 | 0 | 0.041
| 0.528 | 0 | 0.395 | 0 | 0.415 | 0 | 0.847 | 0 | 0.032
| 0.528 | 0 | 0.325 | 0 | 0.431 | 0 | 0.759 | 0 | 0.018
| 0.528 | 0 | 0.349 | 0 | 0.437 | 0 | 0.622 | 0 | 0.011
| 0.528 | 0 | 0.376 | 0 | 0.42 | 0 | 0.475 | 0 | 0.01
| 0.528 | 0 | 0.395 | 0 | 0.423 | 0 | 0.365 | 0 | 0.011
| 0.528 | 0.018 | 0.348 | 0.014 | 0.422 | 0 | 0.29 | 0 | 0.015
| 0.528 | 0.149 | 0.177 | 0.092 | 0.269 | 0.017 | 0.27 | 0.019 | 0.014
| 0.528 | 0.291 | 0.3 | 0.158 | 0.213 | 0.089 | 0.26 | 0.078 | 0.021
| 0.528 | 0.367 | 0.442 | 0.258 | 0.525 | 0.196 | 0.3 | 0.088 | 0.024
| 0.528 | 0.377 | 0.472 | 0.392 | 0.557 | 0.415 | 0.347 | 0.13 | 0.027
| 0.528 | 0.486 | 0.485 | 0.493 | 0.533 | 0.555 | 0.376 | 0.213 | 0.033
| 0.528 | 0.558 | 0.479 | 0.649 | 0.494 | 0.589 | 0.375 | 0.429 | 0.039
| 0.528 | 0.466 | 0.477 | 0.627 | 0.402 | 0.58 | 0.321 | 0.414 | 0.038
| 0.528 | 0.316 | 0.464 | 0.533 | 0.313 | 0.504 | 0.254 | 0.467 | 0.032
| 0.528 | 0.168 | 0.432 | 0.391 | 0.223 | 0.403 | 0.185 | 0.353 | 0.022
| 0.528 | 0.072 | 0.339 | 0.214 | 0.126 | 0.275 | 0.122 | 0.149 | 0.009
| 0.528 | 0.017 | 0.293 | 0.055 | 0.17 | 0.12 | 0.051 | 0.052 | 0.001
| 0.528 | 0 | 0.326 | 0 | 0.265 | 0.017 | 0.02 | 0.002 | 0
| 0.528 | 0 | 0.259 | 0 | 0.435 | 0 | 0.014 | 0 | 0
| 0.528 | 0 | 0.252 | 0 | 0.487 | 0 | 0.016 | 0 | 0
| 0.528 | 0 | 0.257 | 0 | 0.42 | 0 | 0.016 | 0 | 0
| 0.528 | 0 | 0.225 | 0 | 0.372 | 0 | 0.014 | 0 | 0
| 0.528 | 0 | 0.174 | 0 | 0.348 | 0 | 0.013 | 0 | 0
| 0.528 | 0 | 0.134 | 0 | 0.316 | 0 | 0.008 | 0 | 0.001
| 0.528 | 0 | 0.114 | 0 | 0.274 | 0 | 0.005 | 0 | 0.003
| 0.528 | 0 | 0.087 | 0 | 0.255 | 0 | 0.002 | 0 | 0.008
| 0.528 | 0 | 0.053 | 0 | 0.26 | 0 | 0.001 | 0 | 0.013
| 0.528 | 0 | 0.041 | 0 | 0.274 | 0 | 0.001 | 0 | 0.019
| 0.528 | 0 | 0.035 | 0 | 0.236 | 0 | 0 | 0 | 0.026
| 0.528 | 0.026 | 0.021 | 0.008 | 0.197 | 0 | 0 | 0 | 0.031
| 0.528 | 0.198 | 0.004 | 0.058 | 0.093 | 0.007 | 0 | 0.019 | 0.024
| 0.528 | 0.394 | 0 | 0.118 | 0.022 | 0.042 | 0 | 0.075 | 0.018
| 0.528 | 0.546 | 0.004 | 0.237 | 0.046 | 0.091 | 0 | 0.144 | 0.027
| 0.528 | 0.655 | 0.005 | 0.439 | 0.03 | 0.181 | 0 | 0.21 | 0.04
| 0.528 | 0.694 | 0.007 | 0.549 | 0.017 | 0.325 | 0 | 0.286 | 0.051
| 0.528 | 0.693 | 0.011 | 0.571 | 0.01 | 0.362 | 0 | 0.39 | 0.053
| 0.528 | 0.628 | 0.02 | 0.564 | 0.006 | 0.58 | 0.001 | 0.488 | 0.047
| 0.528 | 0.552 | 0.035 | 0.514 | 0.006 | 0.542 | 0.002 | 0.46 | 0.043
| 0.528 | 0.382 | 0.037 | 0.367 | 0.014 | 0.452 | 0.005 | 0.251 | 0.036
| 0.528 | 0.166 | 0.014 | 0.2 | 0.029 | 0.353 | 0.012 | 0.094 | 0.024
| 0.528 | 0.024 | 0.011 | 0.05 | 0.084 | 0.169 | 0.016 | 0.026 | 0.033
| 0.528 | 0 | 0.066 | 0 | 0.17 | 0.025 | 0.028 | 0 | 0.036
| 0.528 | 0 | 0.088 | 0 | 0.194 | 0 | 0.035 | 0 | 0.029
| 0.528 | 0 | 0.077 | 0 | 0.149 | 0 | 0.042 | 0 | 0.035
| 0.528 | 0 | 0.112 | 0 | 0.077 | 0 | 0.048 | 0 | 0.041
| 0.528 | 0 | 0.152 | 0 | 0.038 | 0 | 0.055 | 0 | 0.046
| 0.528 | 0 | 0.131 | 0 | 0.03 | 0 | 0.067 | 0 | 0.048
| 0.528 | 0 | 0.093 | 0 | 0.027 | 0 | 0.074 | 0 | 0.047
| 0.528 | 0 | 0.076 | 0 | 0.028 | 0 | 0.077 | 0 | 0.035
| 0.528 | 0 | 0.081 | 0 | 0.03 | 0 | 0.072 | 0 | 0.017
| 0.528 | 0 | 0.08 | 0 | 0.025 | 0 | 0.076 | 0 | 0.005
| 0.528 | 0 | 0.063 | 0 | 0.017 | 0 | 0.088 | 0 | 0.001
| 0.528 | 0 | 0.045 | 0 | 0.01 | 0 | 0.101 | 0 | 0
| 0.528 | 0.003 | 0.039 | 0 | 0.006 | 0 | 0.107 | 0 | 0
| 0.528 | 0.029 | 0.019 | 0.018 | 0.001 | 0.016 | 0.086 | 0.013 | 0
| 0.528 | 0.046 | 0.017 | 0.05 | 0 | 0.089 | 0.052 | 0.047 | 0.001
| 0.528 | 0.082 | 0.02 | 0.086 | 0.001 | 0.205 | 0.05 | 0.092 | 0
| 0.528 | 0.188 | 0.068 | 0.128 | 0.003 | 0.35 | 0.144 | 0.149 | 0
| 0.528 | 0.303 | 0.133 | 0.17 | 0.017 | 0.479 | 0.193 | 0.204 | 0
| 0.528 | 0.412 | 0.241 | 0.151 | 0.041 | 0.544 | 0.211 | 0.196 | 0
| 0.528 | 0.416 | 0.376 | 0.131 | 0.042 | 0.544 | 0.204 | 0.174 | 0
| 0.528 | 0.425 | 0.447 | 0.087 | 0.037 | 0.488 | 0.191 | 0.176 | 0.001
| 0.528 | 0.338 | 0.417 | 0.04 | 0.033 | 0.39 | 0.172 | 0.129 | 0.002
| 0.528 | 0.195 | 0.341 | 0.017 | 0.045 | 0.257 | 0.145 | 0.072 | 0.004
| 0.528 | 0.052 | 0.346 | 0.002 | 0.069 | 0.105 | 0.128 | 0.02 | 0.008
| 0.528 | 0 | 0.395 | 0 | 0.078 | 0.013 | 0.143 | 0 | 0.013
| 0.528 | 0 | 0.362 | 0 | 0.082 | 0 | 0.124 | 0 | 0.022
| 0.528 | 0 | 0.294 | 0 | 0.078 | 0 | 0.1 | 0 | 0.039
| 0.528 | 0 | 0.173 | 0 | 0.068 | 0 | 0.093 | 0 | 0.036
| 0.528 | 0 | 0.092 | 0 | 0.059 | 0 | 0.083 | 0 | 0.034
| 0.528 | 0 | 0.037 | 0 | 0.042 | 0 | 0.077 | 0 | 0.027
| 0.528 | 0 | 0.007 | 0 | 0.029 | 0 | 0.07 | 0 | 0.019
| 0.528 | 0 | 0 | 0 | 0.03 | 0 | 0.065 | 0 | 0.013
| 0.528 | 0 | 0 | 0 | 0.021 | 0 | 0.064 | 0 | 0.012
| 0.528 | 0 | 0.006 | 0 | 0.012 | 0 | 0.062 | 0 | 0.015
| 0.528 | 0 | 0.022 | 0 | 0.006 | 0 | 0.057 | 0 | 0.018
| 0.528 | 0 | 0.051 | 0 | 0.001 | 0 | 0.054 | 0 | 0.021
| 0.528 | 0.007 | 0.063 | 0 | 0 | 0 | 0.051 | 0 | 0.024
| 0.528 | 0.074 | 0.031 | 0.022 | 0 | 0.033 | 0.041 | 0.017 | 0.025
| 0.528 | 0.202 | 0.026 | 0.051 | 0.001 | 0.186 | 0.028 | 0.09 | 0.018
| 0.528 | 0.335 | 0.037 | 0.075 | 0.003 | 0.371 | 0.048 | 0.232 | 0.012
| 0.528 | 0.473 | 0.045 | 0.098 | 0.01 | 0.467 | 0.067 | 0.375 | 0.017
| 0.528 | 0.506 | 0.069 | 0.142 | 0.024 | 0.49 | 0.071 | 0.47 | 0.026
| 0.528 | 0.466 | 0.102 | 0.214 | 0.033 | 0.502 | 0.072 | 0.531 | 0.025
| 0.528 | 0.372 | 0.132 | 0.264 | 0.028 | 0.425 | 0.068 | 0.57 | 0.017
| 0.528 | 0.217 | 0.145 | 0.217 | 0.023 | 0.367 | 0.06 | 0.464 | 0.01
| 0.528 | 0.134 | 0.152 | 0.121 | 0.017 | 0.277 | 0.051 | 0.299 | 0.006
| 0.528 | 0.067 | 0.132 | 0.062 | 0.006 | 0.17 | 0.041 | 0.177 | 0.003
| 0.528 | 0.013 | 0.118 | 0.016 | 0.012 | 0.076 | 0.03 | 0.073 | 0.003
| 0.528 | 0 | 0.142 | 0 | 0.03 | 0.008 | 0.035 | 0.002 | 0.005
| 0.528 | 0 | 0.124 | 0 | 0.043 | 0 | 0.041 | 0 | 0.007
| 0.528 | 0 | 0.093 | 0 | 0.054 | 0 | 0.045 | 0 | 0.009
| 0.528 | 0 | 0.088 | 0 | 0.061 | 0 | 0.041 | 0 | 0.011
| 0.528 | 0 | 0.072 | 0 | 0.055 | 0 | 0.035 | 0 | 0.014
| 0.528 | 0 | 0.066 | 0 | 0.034 | 0 | 0.035 | 0 | 0.017
| 0.528 | 0 | 0.067 | 0 | 0.017 | 0 | 0.033 | 0 | 0.019
| 0.528 | 0 | 0.059 | 0 | 0.008 | 0 | 0.029 | 0 | 0.019
| 0.528 | 0 | 0.064 | 0 | 0.004 | 0 | 0.025 | 0 | 0.018
| 0.528 | 0 | 0.054 | 0 | 0.002 | 0 | 0.021 | 0 | 0.02
| 0.528 | 0 | 0.046 | 0 | 0.001 | 0 | 0.021 | 0 | 0.023
| 0.528 | 0 | 0.045 | 0 | 0.001 | 0 | 0.017 | 0 | 0.03
| 0.528 | 0 | 0.045 | 0.004 | 0 | 0 | 0.017 | 0 | 0.036
| 0.528 | 0.009 | 0.056 | 0.071 | 0 | 0.006 | 0.014 | 0.053 | 0.037
| 0.528 | 0.031 | 0.072 | 0.184 | 0 | 0.042 | 0.007 | 0.179 | 0.022
| 0.528 | 0.055 | 0.085 | 0.267 | 0.001 | 0.076 | 0.008 | 0.343 | 0.028
| 0.528 | 0.085 | 0.089 | 0.339 | 0.006 | 0.098 | 0.008 | 0.48 | 0.035
| 0.528 | 0.134 | 0.086 | 0.421 | 0.015 | 0.114 | 0.009 | 0.604 | 0.04
| 0.528 | 0.173 | 0.07 | 0.389 | 0.019 | 0.124 | 0.008 | 0.649 | 0.037
| 0.528 | 0.194 | 0.052 | 0.281 | 0.016 | 0.133 | 0.012 | 0.586 | 0.031
| 0.528 | 0.176 | 0.04 | 0.241 | 0.011 | 0.146 | 0.018 | 0.391 | 0.026
| 0.528 | 0.134 | 0.039 | 0.179 | 0.013 | 0.134 | 0.027 | 0.246 | 0.021
| 0.528 | 0.066 | 0.037 | 0.106 | 0.017 | 0.077 | 0.033 | 0.137 | 0.012
| 0.528 | 0.014 | 0.028 | 0.023 | 0.046 | 0.024 | 0.03 | 0.054 | 0.009
| 0.528 | 0 | 0.037 | 0 | 0.151 | 0 | 0.042 | 0.001 | 0.015
| 0.528 | 0 | 0.032 | 0 | 0.179 | 0 | 0.058 | 0 | 0.023
| 0.528 | 0 | 0.035 | 0 | 0.195 | 0 | 0.071 | 0 | 0.041
| 0.528 | 0 | 0.042 | 0 | 0.175 | 0 | 0.093 | 0 | 0.053
| 0.528 | 0 | 0.039 | 0 | 0.138 | 0 | 0.073 | 0 | 0.05
| 0.528 | 0 | 0.031 | 0 | 0.111 | 0 | 0.061 | 0 | 0.051
| 0.528 | 0 | 0.017 | 0 | 0.099 | 0 | 0.045 | 0 | 0.06
| 0.528 | 0 | 0.011 | 0 | 0.089 | 0 | 0.033 | 0 | 0.069
| 0.528 | 0 | 0.005 | 0 | 0.078 | 0 | 0.032 | 0 | 0.095
| 0.528 | 0 | 0.007 | 0 | 0.064 | 0 | 0.032 | 0 | 0.118
| 0.528 | 0 | 0.011 | 0 | 0.068 | 0 | 0.033 | 0 | 0.137
| 0.528 | 0 | 0.015 | 0 | 0.059 | 0 | 0.034 | 0 | 0.116
| 0.528 | 0.004 | 0.019 | 0.004 | 0.047 | 0 | 0.033 | 0 | 0.111
| 0.528 | 0.077 | 0.021 | 0.078 | 0.05 | 0 | 0.03 | 0.004 | 0.09
| 0.528 | 0.253 | 0.024 | 0.287 | 0.084 | 0.016 | 0.026 | 0.021 | 0.059
| 0.528 | 0.432 | 0.032 | 0.481 | 0.158 | 0.046 | 0.025 | 0.043 | 0.053
| 0.528 | 0.562 | 0.038 | 0.596 | 0.243 | 0.08 | 0.044 | 0.063 | 0.035
| 0.528 | 0.547 | 0.034 | 0.621 | 0.334 | 0.123 | 0.067 | 0.078 | 0.032
| 0.528 | 0.517 | 0.027 | 0.588 | 0.413 | 0.142 | 0.072 | 0.092 | 0.027
| 0.528 | 0.444 | 0.028 | 0.542 | 0.459 | 0.147 | 0.096 | 0.083 | 0.02
| 0.528 | 0.336 | 0.033 | 0.483 | 0.466 | 0.133 | 0.114 | 0.062 | 0.021
| 0.528 | 0.28 | 0.034 | 0.304 | 0.42 | 0.08 | 0.101 | 0.034 | 0.037
| 0.528 | 0.203 | 0.02 | 0.12 | 0.398 | 0.035 | 0.083 | 0.019 | 0.062
| 0.528 | 0.039 | 0.028 | 0.024 | 0.398 | 0.012 | 0.099 | 0.007 | 0.086
| 0.528 | 0 | 0.095 | 0 | 0.37 | 0 | 0.12 | 0 | 0.091
| 0.528 | 0 | 0.093 | 0 | 0.289 | 0 | 0.121 | 0 | 0.105
| 0.528 | 0 | 0.073 | 0 | 0.231 | 0 | 0.112 | 0 | 0.103
| 0.528 | 0 | 0.083 | 0 | 0.208 | 0 | 0.103 | 0 | 0.087
| 0.528 | 0 | 0.12 | 0 | 0.197 | 0 | 0.09 | 0 | 0.077
| 0.528 | 0 | 0.157 | 0 | 0.189 | 0 | 0.073 | 0 | 0.073
| 0.528 | 0 | 0.161 | 0 | 0.161 | 0 | 0.055 | 0 | 0.071
| 0.528 | 0 | 0.181 | 0 | 0.123 | 0 | 0.061 | 0 | 0.088
| 0.528 | 0 | 0.205 | 0 | 0.103 | 0 | 0.057 | 0 | 0.099
| 0.528 | 0 | 0.197 | 0 | 0.1 | 0 | 0.045 | 0 | 0.072
| 0.528 | 0 | 0.208 | 0 | 0.093 | 0 | 0.04 | 0 | 0.057
| 0.528 | 0 | 0.199 | 0 | 0.127 | 0 | 0.044 | 0 | 0.049
| 0.528 | 0.003 | 0.167 | 0.002 | 0.117 | 0 | 0.068 | 0 | 0.068
| 0.528 | 0.045 | 0.153 | 0.043 | 0.051 | 0 | 0.112 | 0.002 | 0.129
| 0.528 | 0.182 | 0.179 | 0.082 | 0.018 | 0.012 | 0.091 | 0.013 | 0.358
| 0.528 | 0.386 | 0.325 | 0.083 | 0.014 | 0.024 | 0.049 | 0.028 | 0.574
| 0.528 | 0.464 | 0.47 | 0.097 | 0.018 | 0.038 | 0.044 | 0.041 | 0.613
| 0.528 | 0.486 | 0.522 | 0.11 | 0.034 | 0.048 | 0.031 | 0.056 | 0.556
| 0.528 | 0.495 | 0.457 | 0.117 | 0.049 | 0.074 | 0.042 | 0.078 | 0.479
| 0.528 | 0.494 | 0.375 | 0.105 | 0.059 | 0.07 | 0.045 | 0.09 | 0.344
| 0.528 | 0.426 | 0.325 | 0.088 | 0.089 | 0.078 | 0.051 | 0.095 | 0.243
| 0.528 | 0.284 | 0.27 | 0.075 | 0.155 | 0.074 | 0.045 | 0.069 | 0.145
| 0.528 | 0.124 | 0.17 | 0.038 | 0.199 | 0.048 | 0.023 | 0.04 | 0.099
| 0.528 | 0.018 | 0.233 | 0.005 | 0.245 | 0.022 | 0.02 | 0.01 | 0.091
| 0.528 | 0 | 0.29 | 0 | 0.273 | 0 | 0.023 | 0 | 0.081
| 0.528 | 0 | 0.289 | 0 | 0.266 | 0 | 0.023 | 0 | 0.038
| 0.528 | 0 | 0.32 | 0 | 0.264 | 0 | 0.017 | 0 | 0.026
| 0.528 | 0 | 0.354 | 0 | 0.252 | 0 | 0.017 | 0 | 0.02
| 0.528 | 0 | 0.378 | 0 | 0.235 | 0 | 0.016 | 0 | 0.015
| 0.528 | 0 | 0.329 | 0 | 0.209 | 0 | 0.011 | 0 | 0.009
| 0.528 | 0 | 0.3 | 0 | 0.167 | 0 | 0.008 | 0 | 0.004
| 0.528 | 0 | 0.337 | 0 | 0.119 | 0 | 0.004 | 0 | 0.002
| 0.528 | 0 | 0.247 | 0 | 0.103 | 0 | 0.002 | 0 | 0.001
| 0.528 | 0 | 0.212 | 0 | 0.106 | 0 | 0.002 | 0 | 0
| 0.528 | 0 | 0.196 | 0 | 0.1 | 0 | 0.002 | 0 | 0.001
| 0.528 | 0 | 0.189 | 0 | 0.077 | 0 | 0.001 | 0 | 0.002
| 0.528 | 0.001 | 0.164 | 0 | 0.07 | 0 | 0 | 0 | 0.004
| 0.528 | 0.026 | 0.093 | 0.056 | 0.082 | 0.001 | 0 | 0.008 | 0.005
| 0.528 | 0.068 | 0.041 | 0.216 | 0.094 | 0.02 | 0 | 0.035 | 0.005
| 0.528 | 0.16 | 0.043 | 0.345 | 0.156 | 0.059 | 0 | 0.072 | 0.005
| 0.528 | 0.314 | 0.059 | 0.28 | 0.207 | 0.101 | 0 | 0.108 | 0.005
| 0.528 | 0.369 | 0.063 | 0.349 | 0.231 | 0.199 | 0 | 0.125 | 0.005
| 0.528 | 0.329 | 0.098 | 0.381 | 0.237 | 0.28 | 0.001 | 0.128 | 0.005
| 0.528 | 0.315 | 0.155 | 0.462 | 0.196 | 0.345 | 0.002 | 0.121 | 0.003
| 0.528 | 0.281 | 0.214 | 0.478 | 0.144 | 0.278 | 0.005 | 0.116 | 0.001
| 0.528 | 0.231 | 0.245 | 0.325 | 0.095 | 0.205 | 0.007 | 0.089 | 0
| 0.528 | 0.159 | 0.175 | 0.17 | 0.073 | 0.116 | 0.005 | 0.053 | 0
| 0.528 | 0.029 | 0.206 | 0.029 | 0.17 | 0.051 | 0.002 | 0.017 | 0
| 0.528 | 0 | 0.264 | 0 | 0.343 | 0.002 | 0.002 | 0 | 0
| 0.528 | 0 | 0.241 | 0 | 0.406 | 0 | 0.004 | 0 | 0
| 0.528 | 0 | 0.234 | 0 | 0.341 | 0 | 0.011 | 0 | 0
| 0.528 | 0 | 0.224 | 0 | 0.312 | 0 | 0.019 | 0 | 0
| 0.528 | 0 | 0.213 | 0 | 0.282 | 0 | 0.024 | 0 | 0
| 0.528 | 0 | 0.204 | 0 | 0.279 | 0 | 0.031 | 0 | 0.001
| 0.528 | 0 | 0.169 | 0 | 0.295 | 0 | 0.045 | 0 | 0
| 0.528 | 0 | 0.121 | 0 | 0.318 | 0 | 0.047 | 0 | 0
| 0.528 | 0 | 0.112 | 0 | 0.364 | 0 | 0.055 | 0 | 0.001
| 0.528 | 0 | 0.093 | 0 | 0.376 | 0 | 0.113 | 0 | 0.001
| 0.528 | 0 | 0.061 | 0 | 0.412 | 0 | 0.145 | 0 | 0.002
| 0.528 | 0 | 0.041 | 0 | 0.417 | 0 | 0.191 | 0 | 0.006
| 0.528 | 0 | 0.026 | 0.004 | 0.359 | 0 | 0.21 | 0 | 0.009
| 0.528 | 0.032 | 0.03 | 0.116 | 0.142 | 0.001 | 0.165 | 0.001 | 0.014
| 0.528 | 0.166 | 0.046 | 0.238 | 0.028 | 0.028 | 0.188 | 0.017 | 0.018
| 0.528 | 0.429 | 0.071 | 0.39 | 0.044 | 0.08 | 0.241 | 0.043 | 0.04
| 0.528 | 0.599 | 0.125 | 0.56 | 0.043 | 0.149 | 0.301 | 0.056 | 0.071
| 0.528 | 0.664 | 0.21 | 0.57 | 0.031 | 0.177 | 0.295 | 0.065 | 0.112
| 0.528 | 0.681 | 0.293 | 0.503 | 0.013 | 0.175 | 0.264 | 0.071 | 0.196
| 0.528 | 0.653 | 0.372 | 0.387 | 0.001 | 0.153 | 0.225 | 0.133 | 0.302
| 0.528 | 0.548 | 0.463 | 0.286 | 0 | 0.115 | 0.196 | 0.152 | 0.358
| 0.528 | 0.398 | 0.556 | 0.172 | 0.001 | 0.083 | 0.214 | 0.155 | 0.308
| 0.528 | 0.179 | 0.55 | 0.065 | 0.027 | 0.058 | 0.271 | 0.107 | 0.192
| 0.528 | 0.027 | 0.523 | 0.006 | 0.167 | 0.036 | 0.331 | 0.04 | 0.085
| 0.528 | 0 | 0.527 | 0 | 0.213 | 0.001 | 0.343 | 0 | 0.103
| 0.528 | 0 | 0.52 | 0 | 0.074 | 0 | 0.355 | 0 | 0.176
| 0.528 | 0 | 0.486 | 0 | 0.008 | 0 | 0.337 | 0 | 0.209
| 0.528 | 0 | 0.511 | 0 | 0.019 | 0 | 0.341 | 0 | 0.162
| 0.528 | 0 | 0.544 | 0 | 0.113 | 0 | 0.35 | 0 | 0.145
| 0.528 | 0 | 0.523 | 0 | 0.231 | 0 | 0.365 | 0 | 0.152
| 0.528 | 0 | 0.523 | 0 | 0.337 | 0 | 0.386 | 0 | 0.117
| 0.528 | 0 | 0.533 | 0 | 0.311 | 0 | 0.413 | 0 | 0.079
| 0.528 | 0 | 0.514 | 0 | 0.282 | 0 | 0.454 | 0 | 0.049
| 0.528 | 0 | 0.454 | 0 | 0.3 | 0 | 0.498 | 0 | 0.039
| 0.528 | 0 | 0.408 | 0 | 0.294 | 0 | 0.53 | 0 | 0.041
| 0.528 | 0 | 0.358 | 0 | 0.294 | 0 | 0.54 | 0 | 0.041
| 0.528 | 0.001 | 0.314 | 0 | 0.284 | 0 | 0.515 | 0 | 0.032
| 0.528 | 0.066 | 0.202 | 0.008 | 0.288 | 0.01 | 0.474 | 0.007 | 0.031
| 0.528 | 0.189 | 0.228 | 0.029 | 0.27 | 0.115 | 0.459 | 0.071 | 0.02
| 0.528 | 0.296 | 0.234 | 0.055 | 0.277 | 0.29 | 0.441 | 0.211 | 0.03
| 0.528 | 0.338 | 0.225 | 0.079 | 0.259 | 0.438 | 0.37 | 0.392 | 0.03
| 0.528 | 0.309 | 0.209 | 0.097 | 0.228 | 0.581 | 0.272 | 0.494 | 0.028
| 0.528 | 0.275 | 0.176 | 0.108 | 0.207 | 0.677 | 0.162 | 0.569 | 0.035
| 0.528 | 0.255 | 0.146 | 0.106 | 0.208 | 0.686 | 0.103 | 0.582 | 0.04
| 0.528 | 0.212 | 0.112 | 0.097 | 0.195 | 0.632 | 0.069 | 0.511 | 0.034
| 0.528 | 0.141 | 0.075 | 0.081 | 0.137 | 0.524 | 0.045 | 0.424 | 0.022
| 0.528 | 0.072 | 0.037 | 0.056 | 0.054 | 0.341 | 0.025 | 0.25 | 0.009
| 0.528 | 0.008 | 0.042 | 0.01 | 0.025 | 0.141 | 0.008 | 0.069 | 0.003
| 0.528 | 0 | 0.071 | 0 | 0.048 | 0.004 | 0.001 | 0 | 0.002
| 0.528 | 0 | 0.06 | 0 | 0.129 | 0 | 0 | 0 | 0.002
| 0.528 | 0 | 0.04 | 0 | 0.18 | 0 | 0.001 | 0 | 0.001
| 0.528 | 0 | 0.031 | 0 | 0.185 | 0 | 0.001 | 0 | 0
| 0.528 | 0 | 0.023 | 0 | 0.181 | 0 | 0 | 0 | 0.001
| 0.528 | 0 | 0.01 | 0 | 0.175 | 0 | 0 | 0 | 0.006
| 0.528 | 0 | 0.005 | 0 | 0.16 | 0 | 0.001 | 0 | 0.008
| 0.528 | 0 | 0.003 | 0 | 0.11 | 0 | 0.003 | 0 | 0.009
| 0.528 | 0 | 0.004 | 0 | 0.106 | 0 | 0.009 | 0 | 0.012
| 0.528 | 0 | 0.008 | 0 | 0.125 | 0 | 0.017 | 0 | 0.018
| 0.528 | 0 | 0.018 | 0 | 0.155 | 0 | 0.023 | 0 | 0.023
| 0.528 | 0 | 0.03 | 0 | 0.125 | 0 | 0.025 | 0 | 0.026
| 0.528 | 0.005 | 0.04 | 0.002 | 0.074 | 0 | 0.027 | 0 | 0.026
| 0.528 | 0.148 | 0.012 | 0.129 | 0.022 | 0.009 | 0.033 | 0.011 | 0.021
| 0.528 | 0.356 | 0.014 | 0.345 | 0.041 | 0.132 | 0.045 | 0.047 | 0.018
| 0.528 | 0.522 | 0.023 | 0.524 | 0.102 | 0.245 | 0.063 | 0.082 | 0.021
| 0.528 | 0.546 | 0.042 | 0.647 | 0.071 | 0.231 | 0.076 | 0.094 | 0.042
| 0.528 | 0.656 | 0.058 | 0.711 | 0.033 | 0.203 | 0.091 | 0.127 | 0.058
| 0.528 | 0.727 | 0.066 | 0.719 | 0.014 | 0.134 | 0.102 | 0.131 | 0.081
| 0.528 | 0.688 | 0.054 | 0.669 | 0.004 | 0.108 | 0.107 | 0.106 | 0.081
| 0.528 | 0.498 | 0.051 | 0.564 | 0.001 | 0.092 | 0.114 | 0.093 | 0.079
| 0.528 | 0.205 | 0.035 | 0.398 | 0 | 0.065 | 0.118 | 0.051 | 0.101
| 0.528 | 0.05 | 0.036 | 0.168 | 0.008 | 0.031 | 0.123 | 0.022 | 0.169
| 0.528 | 0.003 | 0.048 | 0.013 | 0.146 | 0.007 | 0.129 | 0.004 | 0.291
| 0.528 | 0 | 0.09 | 0 | 0.341 | 0 | 0.146 | 0 | 0.35
| 0.528 | 0 | 0.129 | 0 | 0.316 | 0 | 0.161 | 0 | 0.393
| 0.528 | 0 | 0.135 | 0 | 0.155 | 0 | 0.222 | 0 | 0.398
| 0.528 | 0 | 0.15 | 0 | 0.113 | 0 | 0.256 | 0 | 0.368
| 0.528 | 0 | 0.156 | 0 | 0.081 | 0 | 0.231 | 0 | 0.294
| 0.528 | 0 | 0.135 | 0 | 0.081 | 0 | 0.17 | 0 | 0.192
| 0.528 | 0 | 0.157 | 0 | 0.088 | 0 | 0.129 | 0 | 0.192
| 0.528 | 0 | 0.222 | 0 | 0.099 | 0 | 0.112 | 0 | 0.206
| 0.528 | 0 | 0.288 | 0 | 0.117 | 0 | 0.096 | 0 | 0.217
| 0.528 | 0 | 0.337 | 0 | 0.132 | 0 | 0.076 | 0 | 0.397
| 0.528 | 0 | 0.418 | 0 | 0.141 | 0 | 0.075 | 0 | 0.426
| 0.528 | 0 | 0.601 | 0 | 0.136 | 0 | 0.07 | 0 | 0.259
| 0.528 | 0 | 0.683 | 0 | 0.118 | 0 | 0.072 | 0 | 0.159
| 0.528 | 0.009 | 0.677 | 0.008 | 0.073 | 0 | 0.074 | 0.007 | 0.097
| 0.528 | 0.021 | 0.587 | 0.025 | 0.05 | 0.021 | 0.066 | 0.036 | 0.078
| 0.528 | 0.043 | 0.56 | 0.107 | 0.02 | 0.046 | 0.065 | 0.051 | 0.073
| 0.528 | 0.071 | 0.488 | 0.442 | 0.008 | 0.08 | 0.07 | 0.066 | 0.062
| 0.528 | 0.098 | 0.395 | 0.556 | 0.007 | 0.1 | 0.087 | 0.095 | 0.057
| 0.528 | 0.12 | 0.346 | 0.602 | 0.012 | 0.114 | 0.134 | 0.108 | 0.077
| 0.528 | 0.124 | 0.339 | 0.587 | 0.007 | 0.146 | 0.197 | 0.089 | 0.081
| 0.528 | 0.091 | 0.335 | 0.468 | 0.001 | 0.157 | 0.347 | 0.066 | 0.094
| 0.528 | 0.069 | 0.328 | 0.341 | 0 | 0.115 | 0.448 | 0.063 | 0.107
| 0.528 | 0.029 | 0.291 | 0.128 | 0.002 | 0.058 | 0.642 | 0.033 | 0.118
| 0.528 | 0.001 | 0.289 | 0.008 | 0.064 | 0.017 | 0.656 | 0.006 | 0.137
| 0.528 | 0 | 0.287 | 0 | 0.11 | 0 | 0.631 | 0 | 0.123
| 0.528 | 0 | 0.296 | 0 | 0.037 | 0 | 0.568 | 0 | 0.094
| 0.528 | 0 | 0.302 | 0 | 0.01 | 0 | 0.513 | 0 | 0.093
| 0.528 | 0 | 0.285 | 0 | 0.007 | 0 | 0.489 | 0 | 0.109
| 0.528 | 0 | 0.294 | 0 | 0.007 | 0 | 0.476 | 0 | 0.115
| 0.528 | 0 | 0.249 | 0 | 0.006 | 0 | 0.509 | 0 | 0.128
| 0.528 | 0 | 0.199 | 0 | 0.005 | 0 | 0.494 | 0 | 0.169
| 0.528 | 0 | 0.209 | 0 | 0.008 | 0 | 0.515 | 0 | 0.178
| 0.528 | 0 | 0.251 | 0 | 0.015 | 0 | 0.519 | 0 | 0.149
| 0.528 | 0 | 0.271 | 0 | 0.031 | 0 | 0.506 | 0 | 0.12
| 0.528 | 0 | 0.241 | 0 | 0.039 | 0 | 0.464 | 0 | 0.101
| 0.528 | 0 | 0.228 | 0 | 0.054 | 0 | 0.416 | 0 | 0.078
| 0.528 | 0 | 0.245 | 0 | 0.061 | 0 | 0.385 | 0 | 0.051
| 0.528 | 0.023 | 0.239 | 0.012 | 0.058 | 0 | 0.398 | 0.001 | 0.045
| 0.528 | 0.076 | 0.231 | 0.058 | 0.069 | 0.041 | 0.466 | 0.024 | 0.039
| 0.528 | 0.139 | 0.274 | 0.19 | 0.087 | 0.138 | 0.47 | 0.052 | 0.04
| 0.528 | 0.197 | 0.373 | 0.44 | 0.076 | 0.238 | 0.494 | 0.081 | 0.043
| 0.528 | 0.306 | 0.448 | 0.549 | 0.092 | 0.384 | 0.527 | 0.117 | 0.045
| 0.528 | 0.568 | 0.526 | 0.555 | 0.168 | 0.482 | 0.535 | 0.116 | 0.038
| 0.528 | 0.546 | 0.529 | 0.417 | 0.189 | 0.469 | 0.51 | 0.1 | 0.037
| 0.528 | 0.435 | 0.506 | 0.238 | 0.099 | 0.416 | 0.429 | 0.076 | 0.032
| 0.528 | 0.33 | 0.427 | 0.169 | 0.064 | 0.311 | 0.272 | 0.044 | 0.021
| 0.528 | 0.147 | 0.311 | 0.108 | 0.148 | 0.204 | 0.188 | 0.021 | 0.012
| 0.528 | 0.013 | 0.371 | 0.01 | 0.43 | 0.076 | 0.167 | 0.003 | 0.011
| 0.528 | 0 | 0.302 | 0 | 0.586 | 0 | 0.126 | 0 | 0.012
| 0.528 | 0 | 0.262 | 0 | 0.541 | 0 | 0.122 | 0 | 0.007
| 0.528 | 0 | 0.257 | 0 | 0.424 | 0 | 0.141 | 0 | 0.004
| 0.528 | 0 | 0.223 | 0 | 0.379 | 0 | 0.136 | 0 | 0.002
| 0.528 | 0 | 0.197 | 0 | 0.328 | 0 | 0.138 | 0 | 0.002
| 0.528 | 0 | 0.152 | 0 | 0.274 | 0 | 0.156 | 0 | 0.003
| 0.528 | 0 | 0.128 | 0 | 0.224 | 0 | 0.187 | 0 | 0.003
| 0.528 | 0 | 0.096 | 0 | 0.192 | 0 | 0.215 | 0 | 0.005
| 0.528 | 0 | 0.087 | 0 | 0.229 | 0 | 0.249 | 0 | 0.004
| 0.528 | 0 | 0.095 | 0 | 0.262 | 0 | 0.243 | 0 | 0.006
| 0.528 | 0 | 0.086 | 0 | 0.302 | 0 | 0.221 | 0 | 0.009
| 0.528 | 0 | 0.09 | 0 | 0.263 | 0 | 0.252 | 0 | 0.018
| 0.528 | 0 | 0.111 | 0 | 0.178 | 0 | 0.275 | 0 | 0.026
| 0.528 | 0.031 | 0.094 | 0.033 | 0.115 | 0 | 0.312 | 0 | 0.044
| 0.528 | 0.13 | 0.1 | 0.147 | 0.031 | 0.007 | 0.33 | 0.013 | 0.054
| 0.528 | 0.228 | 0.225 | 0.371 | 0 | 0.022 | 0.341 | 0.026 | 0.133
| 0.528 | 0.265 | 0.334 | 0.435 | 0 | 0.038 | 0.37 | 0.026 | 0.369
| 0.528 | 0.211 | 0.352 | 0.247 | 0 | 0.055 | 0.367 | 0.038 | 0.46
| 0.528 | 0.132 | 0.295 | 0.138 | 0.025 | 0.087 | 0.352 | 0.073 | 0.272
| 0.528 | 0.11 | 0.24 | 0.108 | 0.1 | 0.095 | 0.245 | 0.096 | 0.214
| 0.528 | 0.071 | 0.198 | 0.053 | 0.182 | 0.104 | 0.166 | 0.052 | 0.237
| 0.528 | 0.029 | 0.367 | 0.031 | 0.204 | 0.109 | 0.167 | 0.041 | 0.337
| 0.528 | 0.007 | 0.548 | 0.007 | 0.42 | 0.095 | 0.278 | 0.038 | 0.388
| 0.528 | 0 | 0.63 | 0 | 0.556 | 0.031 | 0.538 | 0.024 | 0.297
| 0.528 | 0 | 0.763 | 0 | 0.464 | 0 | 0.728 | 0 | 0.216
| 0.528 | 0 | 0.816 | 0 | 0.253 | 0 | 0.757 | 0 | 0.138
| 0.528 | 0 | 0.808 | 0 | 0.115 | 0 | 0.668 | 0 | 0.12
| 0.528 | 0 | 0.816 | 0 | 0.14 | 0 | 0.612 | 0 | 0.141
| 0.528 | 0 | 0.809 | 0 | 0.272 | 0 | 0.562 | 0 | 0.138
| 0.528 | 0 | 0.756 | 0 | 0.431 | 0 | 0.495 | 0 | 0.126
| 0.528 | 0 | 0.705 | 0 | 0.434 | 0 | 0.4 | 0 | 0.072
| 0.528 | 0 | 0.574 | 0 | 0.413 | 0 | 0.354 | 0 | 0.068
| 0.528 | 0 | 0.458 | 0 | 0.353 | 0 | 0.343 | 0 | 0.048
| 0.528 | 0 | 0.384 | 0 | 0.27 | 0 | 0.357 | 0 | 0.03
| 0.528 | 0 | 0.325 | 0 | 0.274 | 0 | 0.365 | 0 | 0.019
| 0.528 | 0 | 0.302 | 0 | 0.261 | 0 | 0.367 | 0 | 0.01
| 0.528 | 0 | 0.289 | 0 | 0.236 | 0 | 0.357 | 0 | 0.006
| 0.528 | 0.036 | 0.235 | 0.047 | 0.187 | 0 | 0.282 | 0.001 | 0.001
| 0.528 | 0.171 | 0.286 | 0.243 | 0.081 | 0.032 | 0.182 | 0.033 | 0.001
| 0.528 | 0.319 | 0.325 | 0.423 | 0.084 | 0.103 | 0.14 | 0.081 | 0.005
| 0.528 | 0.506 | 0.359 | 0.558 | 0.441 | 0.19 | 0.145 | 0.171 | 0.007
| 0.528 | 0.577 | 0.379 | 0.622 | 0.532 | 0.253 | 0.155 | 0.247 | 0.012
| 0.528 | 0.593 | 0.393 | 0.619 | 0.498 | 0.294 | 0.149 | 0.24 | 0.018
| 0.528 | 0.521 | 0.422 | 0.555 | 0.439 | 0.338 | 0.146 | 0.224 | 0.021
| 0.528 | 0.43 | 0.459 | 0.447 | 0.37 | 0.295 | 0.144 | 0.177 | 0.02
| 0.528 | 0.273 | 0.456 | 0.303 | 0.266 | 0.215 | 0.114 | 0.106 | 0.013
| 0.528 | 0.083 | 0.372 | 0.138 | 0.236 | 0.13 | 0.059 | 0.072 | 0.004
| 0.528 | 0.003 | 0.298 | 0.007 | 0.347 | 0.04 | 0.034 | 0.016 | 0.003
| 0.528 | 0 | 0.289 | 0 | 0.388 | 0 | 0.029 | 0 | 0.002
| 0.528 | 0 | 0.237 | 0 | 0.358 | 0 | 0.033 | 0 | 0.001
| 0.528 | 0 | 0.141 | 0 | 0.312 | 0 | 0.025 | 0 | 0.001
| 0.528 | 0 | 0.119 | 0 | 0.325 | 0 | 0.013 | 0 | 0.001
| 0.528 | 0 | 0.108 | 0 | 0.295 | 0 | 0.008 | 0 | 0.001
| 0.528 | 0 | 0.111 | 0 | 0.295 | 0 | 0.006 | 0 | 0.001
| 0.528 | 0 | 0.108 | 0 | 0.314 | 0 | 0.004 | 0 | 0
| 0.528 | 0 | 0.09 | 0 | 0.302 | 0 | 0.002 | 0 | 0
| 0.528 | 0 | 0.056 | 0 | 0.297 | 0 | 0.001 | 0 | 0
| 0.528 | 0 | 0.029 | 0 | 0.281 | 0 | 0 | 0 | 0
| 0.528 | 0 | 0.017 | 0 | 0.264 | 0 | 0 | 0 | 0
| 0.528 | 0 | 0.007 | 0 | 0.254 | 0 | 0 | 0 | 0
| 0.528 | 0 | 0.003 | 0 | 0.222 | 0 | 0 | 0 | 0
| 0.528 | 0.019 | 0.002 | 0.082 | 0.141 | 0 | 0 | 0.006 | 0
| 0.528 | 0.066 | 0.001 | 0.265 | 0.01 | 0.028 | 0.001 | 0.064 | 0
| 0.528 | 0.139 | 0.001 | 0.426 | 0.002 | 0.076 | 0.003 | 0.187 | 0
| 0.528 | 0.299 | 0.03 | 0.538 | 0.003 | 0.128 | 0.006 | 0.307 | 0
| 0.528 | 0.545 | 0.081 | 0.582 | 0.001 | 0.162 | 0.009 | 0.408 | 0
| 0.528 | 0.505 | 0.122 | 0.483 | 0 | 0.18 | 0.013 | 0.494 | 0.001
| 0.528 | 0.258 | 0.146 | 0.382 | 0 | 0.174 | 0.012 | 0.524 | 0.002
| 0.528 | 0.197 | 0.137 | 0.279 | 0 | 0.158 | 0.011 | 0.537 | 0.004
| 0.528 | 0.119 | 0.111 | 0.166 | 0.002 | 0.127 | 0.012 | 0.4 | 0.003
| 0.528 | 0.039 | 0.066 | 0.064 | 0.042 | 0.078 | 0.017 | 0.234 | 0.001
| 0.528 | 0.001 | 0.068 | 0.001 | 0.146 | 0.026 | 0.023 | 0.063 | 0
| 0.528 | 0 | 0.078 | 0 | 0.2 | 0 | 0.024 | 0 | 0
| 0.528 | 0 | 0.081 | 0 | 0.183 | 0 | 0.025 | 0 | 0
| 0.528 | 0 | 0.082 | 0 | 0.115 | 0 | 0.027 | 0 | 0
| 0.528 | 0 | 0.096 | 0 | 0.068 | 0 | 0.026 | 0 | 0
| 0.528 | 0 | 0.141 | 0 | 0.059 | 0 | 0.023 | 0 | 0
| 0.528 | 0 | 0.163 | 0 | 0.047 | 0 | 0.022 | 0 | 0
| 0.528 | 0 | 0.137 | 0 | 0.038 | 0 | 0.02 | 0 | 0
| 0.528 | 0 | 0.102 | 0 | 0.036 | 0 | 0.016 | 0 | 0
| 0.528 | 0 | 0.09 | 0 | 0.041 | 0 | 0.012 | 0 | 0
| 0.528 | 0 | 0.083 | 0 | 0.044 | 0 | 0.01 | 0 | 0
| 0.528 | 0 | 0.07 | 0 | 0.049 | 0 | 0.007 | 0 | 0
| 0.528 | 0 | 0.061 | 0 | 0.059 | 0 | 0.005 | 0 | 0.002
| 0.528 | 0 | 0.079 | 0 | 0.057 | 0 | 0.003 | 0 | 0.004
| 0.528 | 0.034 | 0.048 | 0.02 | 0.036 | 0 | 0.002 | 0.011 | 0.005
| 0.528 | 0.168 | 0.035 | 0.121 | 0.022 | 0.069 | 0.001 | 0.123 | 0.003
| 0.528 | 0.404 | 0.043 | 0.233 | 0.013 | 0.182 | 0 | 0.284 | 0.005
| 0.528 | 0.582 | 0.061 | 0.272 | 0.012 | 0.271 | 0 | 0.499 | 0.008
| 0.528 | 0.625 | 0.071 | 0.287 | 0.018 | 0.405 | 0 | 0.633 | 0.004
| 0.528 | 0.579 | 0.072 | 0.334 | 0.023 | 0.461 | 0.003 | 0.609 | 0.001
| 0.528 | 0.524 | 0.069 | 0.323 | 0.018 | 0.491 | 0.007 | 0.491 | 0.001
| 0.528 | 0.477 | 0.061 | 0.315 | 0.011 | 0.458 | 0.007 | 0.21 | 0.001
| 0.528 | 0.351 | 0.041 | 0.218 | 0.01 | 0.361 | 0.004 | 0.099 | 0.001
| 0.528 | 0.132 | 0.012 | 0.092 | 0.015 | 0.143 | 0.001 | 0.041 | 0.003
| 0.528 | 0.003 | 0.014 | 0.003 | 0.065 | 0.027 | 0 | 0.005 | 0.008
| 0.528 | 0 | 0.039 | 0 | 0.118 | 0 | 0 | 0 | 0.011
| 0.528 | 0 | 0.058 | 0 | 0.121 | 0 | 0.001 | 0 | 0.014
| 0.528 | 0 | 0.061 | 0 | 0.116 | 0 | 0.005 | 0 | 0.024
| 0.528 | 0 | 0.054 | 0 | 0.115 | 0 | 0.009 | 0 | 0.027
| 0.528 | 0 | 0.039 | 0 | 0.09 | 0 | 0.012 | 0 | 0.017
| 0.528 | 0 | 0.023 | 0 | 0.049 | 0 | 0.014 | 0 | 0.011
| 0.528 | 0 | 0.016 | 0 | 0.016 | 0 | 0.018 | 0 | 0.01
| 0.528 | 0 | 0.012 | 0 | 0.012 | 0 | 0.016 | 0 | 0.009
| 0.528 | 0 | 0.011 | 0 | 0.011 | 0 | 0.012 | 0 | 0.006
| 0.528 | 0 | 0.014 | 0 | 0.011 | 0 | 0.011 | 0 | 0.009
| 0.528 | 0 | 0.017 | 0 | 0.016 | 0 | 0.012 | 0 | 0.013
| 0.528 | 0 | 0.027 | 0 | 0.017 | 0 | 0.015 | 0 | 0.017
| 0.528 | 0 | 0.048 | 0 | 0.017 | 0 | 0.017 | 0 | 0.024
| 0.528 | 0.014 | 0.077 | 0.013 | 0.014 | 0 | 0.017 | 0 | 0.034
| 0.528 | 0.073 | 0.054 | 0.063 | 0.018 | 0.017 | 0.018 | 0.012 | 0.039
| 0.528 | 0.149 | 0.035 | 0.134 | 0.012 | 0.043 | 0.016 | 0.028 | 0.044
| 0.528 | 0.232 | 0.045 | 0.204 | 0.005 | 0.042 | 0.025 | 0.046 | 0.044
| 0.528 | 0.29 | 0.087 | 0.315 | 0.003 | 0.047 | 0.042 | 0.069 | 0.043
| 0.528 | 0.315 | 0.151 | 0.464 | 0.001 | 0.064 | 0.063 | 0.067 | 0.063
| 0.528 | 0.252 | 0.177 | 0.428 | 0.001 | 0.074 | 0.12 | 0.06 | 0.073
| 0.528 | 0.173 | 0.164 | 0.331 | 0.004 | 0.085 | 0.231 | 0.063 | 0.086
| 0.528 | 0.115 | 0.127 | 0.212 | 0.014 | 0.109 | 0.273 | 0.052 | 0.108
| 0.528 | 0.048 | 0.094 | 0.077 | 0.026 | 0.055 | 0.213 | 0.03 | 0.121
| 0.528 | 0 | 0.133 | 0.001 | 0.092 | 0.006 | 0.186 | 0.001 | 0.154
| 0.528 | 0 | 0.185 | 0 | 0.104 | 0 | 0.228 | 0 | 0.179
| 0.528 | 0 | 0.175 | 0 | 0.034 | 0 | 0.225 | 0 | 0.199
| 0.528 | 0 | 0.225 | 0 | 0.008 | 0 | 0.278 | 0 | 0.237
| 0.528 | 0 | 0.22 | 0 | 0.002 | 0 | 0.348 | 0 | 0.256
| 0.528 | 0 | 0.224 | 0 | 0.001 | 0 | 0.42 | 0 | 0.264
| 0.528 | 0 | 0.167 | 0 | 0 | 0 | 0.448 | 0 | 0.247
| 0.528 | 0 | 0.156 | 0 | 0 | 0 | 0.457 | 0 | 0.243
| 0.528 | 0 | 0.136 | 0 | 0 | 0 | 0.442 | 0 | 0.344
| 0.528 | 0 | 0.162 | 0 | 0 | 0 | 0.407 | 0 | 0.441
| 0.528 | 0 | 0.163 | 0 | 0 | 0 | 0.442 | 0 | 0.428
| 0.528 | 0 | 0.149 | 0 | 0 | 0 | 0.434 | 0 | 0.352
| 0.528 | 0 | 0.185 | 0 | 0.001 | 0 | 0.586 | 0 | 0.286
| 0.528 | 0 | 0.179 | 0 | 0.002 | 0 | 0.589 | 0 | 0.241
| 0.528 | 0.021 | 0.151 | 0.001 | 0.007 | 0 | 0.513 | 0 | 0.168
| 0.528 | 0.075 | 0.159 | 0.02 | 0.008 | 0.024 | 0.422 | 0.005 | 0.137
| 0.528 | 0.235 | 0.239 | 0.047 | 0.012 | 0.087 | 0.376 | 0.022 | 0.092
| 0.528 | 0.34 | 0.407 | 0.097 | 0.017 | 0.156 | 0.355 | 0.1 | 0.107
| 0.528 | 0.266 | 0.633 | 0.15 | 0.03 | 0.223 | 0.395 | 0.084 | 0.122
| 0.528 | 0.19 | 0.756 | 0.159 | 0.031 | 0.226 | 0.416 | 0.138 | 0.156
| 0.528 | 0.209 | 0.801 | 0.115 | 0.027 | 0.25 | 0.376 | 0.151 | 0.152
| 0.528 | 0.24 | 0.791 | 0.053 | 0.024 | 0.231 | 0.329 | 0.119 | 0.116
| 0.528 | 0.141 | 0.7 | 0.03 | 0.039 | 0.176 | 0.27 | 0.062 | 0.058
| 0.528 | 0.039 | 0.63 | 0.017 | 0.046 | 0.068 | 0.219 | 0.023 | 0.021
| 0.528 | 0 | 0.599 | 0 | 0.078 | 0.013 | 0.18 | 0.001 | 0.021
| 0.528 | 0 | 0.622 | 0 | 0.091 | 0 | 0.133 | 0 | 0.034
| 0.528 | 0 | 0.678 | 0 | 0.096 | 0 | 0.1 | 0 | 0.043
| 0.528 | 0 | 0.688 | 0 | 0.107 | 0 | 0.085 | 0 | 0.05
| 0.528 | 0 | 0.653 | 0 | 0.147 | 0 | 0.083 | 0 | 0.07
| 0.528 | 0 | 0.613 | 0 | 0.235 | 0 | 0.091 | 0 | 0.05
| 0.528 | 0 | 0.561 | 0 | 0.245 | 0 | 0.118 | 0 | 0.033
| 0.528 | 0 | 0.513 | 0 | 0.27 | 0 | 0.126 | 0 | 0.02
| 0.528 | 0 | 0.507 | 0 | 0.272 | 0 | 0.14 | 0 | 0.017
| 0.528 | 0 | 0.501 | 0 | 0.309 | 0 | 0.144 | 0 | 0.018
| 0.528 | 0 | 0.473 | 0 | 0.361 | 0 | 0.145 | 0 | 0.026
| 0.528 | 0 | 0.458 | 0 | 0.412 | 0 | 0.138 | 0 | 0.029
| 0.528 | 0 | 0.367 | 0 | 0.433 | 0 | 0.122 | 0 | 0.017
| 0.528 | 0 | 0.297 | 0 | 0.449 | 0 | 0.111 | 0 | 0.015
| 0.528 | 0.016 | 0.259 | 0.018 | 0.439 | 0 | 0.108 | 0 | 0.013
| 0.528 | 0.045 | 0.238 | 0.097 | 0.338 | 0.028 | 0.112 | 0.012 | 0.011
| 0.528 | 0.105 | 0.348 | 0.214 | 0.194 | 0.102 | 0.112 | 0.022 | 0.01
| 0.528 | 0.166 | 0.492 | 0.393 | 0.18 | 0.169 | 0.126 | 0.032 | 0.014
| 0.528 | 0.383 | 0.557 | 0.501 | 0.343 | 0.216 | 0.161 | 0.037 | 0.02
| 0.528 | 0.502 | 0.583 | 0.529 | 0.551 | 0.21 | 0.196 | 0.05 | 0.024
| 0.528 | 0.461 | 0.609 | 0.482 | 0.541 | 0.154 | 0.181 | 0.055 | 0.025
| 0.528 | 0.369 | 0.623 | 0.38 | 0.42 | 0.106 | 0.175 | 0.043 | 0.032
| 0.528 | 0.194 | 0.523 | 0.242 | 0.303 | 0.083 | 0.209 | 0.023 | 0.053
| 0.528 | 0.048 | 0.499 | 0.094 | 0.312 | 0.055 | 0.269 | 0.024 | 0.059
| 0.528 | 0 | 0.543 | 0 | 0.43 | 0.015 | 0.323 | 0.001 | 0.058
| 0.528 | 0 | 0.556 | 0 | 0.519 | 0 | 0.358 | 0 | 0.058
| 0.528 | 0 | 0.544 | 0 | 0.573 | 0 | 0.322 | 0 | 0.046
| 0.528 | 0 | 0.519 | 0 | 0.505 | 0 | 0.278 | 0 | 0.036
| 0.528 | 0 | 0.501 | 0 | 0.403 | 0 | 0.236 | 0 | 0.025
| 0.528 | 0 | 0.461 | 0 | 0.454 | 0 | 0.194 | 0 | 0.016
| 0.528 | 0 | 0.451 | 0 | 0.444 | 0 | 0.128 | 0 | 0.014
| 0.528 | 0 | 0.424 | 0 | 0.406 | 0 | 0.086 | 0 | 0.016
| 0.528 | 0 | 0.404 | 0 | 0.432 | 0 | 0.085 | 0 | 0.015
| 0.528 | 0 | 0.381 | 0 | 0.467 | 0 | 0.096 | 0 | 0.018
| 0.528 | 0 | 0.31 | 0 | 0.467 | 0 | 0.116 | 0 | 0.031
| 0.528 | 0 | 0.297 | 0 | 0.491 | 0 | 0.156 | 0 | 0.034
| 0.528 | 0 | 0.305 | 0 | 0.504 | 0 | 0.13 | 0 | 0.032
| 0.528 | 0 | 0.279 | 0 | 0.506 | 0 | 0.096 | 0 | 0.028
| 0.528 | 0.017 | 0.245 | 0.029 | 0.415 | 0 | 0.073 | 0 | 0.028
| 0.528 | 0.068 | 0.259 | 0.132 | 0.194 | 0.023 | 0.057 | 0.006 | 0.028
| 0.528 | 0.21 | 0.279 | 0.247 | 0.177 | 0.079 | 0.046 | 0.025 | 0.036
| 0.528 | 0.427 | 0.332 | 0.377 | 0.366 | 0.093 | 0.037 | 0.047 | 0.036
| 0.528 | 0.496 | 0.396 | 0.537 | 0.416 | 0.116 | 0.04 | 0.063 | 0.053
| 0.528 | 0.445 | 0.364 | 0.572 | 0.356 | 0.143 | 0.05 | 0.066 | 0.106
| 0.528 | 0.395 | 0.379 | 0.529 | 0.223 | 0.174 | 0.054 | 0.063 | 0.154
| 0.528 | 0.295 | 0.444 | 0.409 | 0.106 | 0.167 | 0.048 | 0.077 | 0.128
| 0.528 | 0.176 | 0.381 | 0.265 | 0.02 | 0.113 | 0.037 | 0.077 | 0.085
| 0.528 | 0.046 | 0.301 | 0.089 | 0.009 | 0.045 | 0.047 | 0.041 | 0.048
| 0.528 | 0 | 0.304 | 0 | 0.025 | 0.007 | 0.066 | 0.004 | 0.022
| 0.528 | 0 | 0.273 | 0 | 0.071 | 0 | 0.085 | 0 | 0.015
| 0.528 | 0 | 0.249 | 0 | 0.127 | 0 | 0.114 | 0 | 0.009
| 0.528 | 0 | 0.286 | 0 | 0.145 | 0 | 0.083 | 0 | 0.009
| 0.528 | 0 | 0.348 | 0 | 0.118 | 0 | 0.06 | 0 | 0.005
| 0.528 | 0 | 0.342 | 0 | 0.065 | 0 | 0.054 | 0 | 0.002
| 0.528 | 0 | 0.291 | 0 | 0.027 | 0 | 0.047 | 0 | 0.002
| 0.528 | 0 | 0.255 | 0 | 0.016 | 0 | 0.043 | 0 | 0.003
| 0.528 | 0 | 0.235 | 0 | 0.019 | 0 | 0.032 | 0 | 0.004
| 0.528 | 0 | 0.237 | 0 | 0.03 | 0 | 0.029 | 0 | 0.005
| 0.528 | 0 | 0.233 | 0 | 0.03 | 0 | 0.033 | 0 | 0.008
| 0.528 | 0 | 0.206 | 0 | 0.029 | 0 | 0.03 | 0 | 0.012
| 0.528 | 0 | 0.175 | 0 | 0.033 | 0 | 0.017 | 0 | 0.019
| 0.528 | 0 | 0.142 | 0 | 0.041 | 0 | 0.007 | 0 | 0.023
| 0.528 | 0.008 | 0.093 | 0.005 | 0.017 | 0 | 0.003 | 0 | 0.028
| 0.528 | 0.028 | 0.063 | 0.036 | 0.005 | 0.021 | 0.003 | 0.033 | 0.034
| 0.528 | 0.048 | 0.05 | 0.092 | 0.003 | 0.073 | 0.002 | 0.113 | 0.052
| 0.528 | 0.064 | 0.028 | 0.121 | 0.004 | 0.139 | 0.003 | 0.182 | 0.088
| 0.528 | 0.075 | 0.03 | 0.132 | 0.012 | 0.21 | 0.013 | 0.131 | 0.102
| 0.528 | 0.057 | 0.028 | 0.135 | 0.028 | 0.249 | 0.05 | 0.074 | 0.119
| 0.528 | 0.047 | 0.04 | 0.129 | 0.037 | 0.357 | 0.11 | 0.06 | 0.132
| 0.528 | 0.03 | 0.051 | 0.087 | 0.053 | 0.491 | 0.181 | 0.043 | 0.144
| 0.528 | 0.013 | 0.092 | 0.039 | 0.055 | 0.378 | 0.231 | 0.038 | 0.109
| 0.528 | 0.003 | 0.126 | 0.008 | 0.047 | 0.196 | 0.336 | 0.026 | 0.064
| 0.528 | 0 | 0.107 | 0 | 0.068 | 0.036 | 0.461 | 0.002 | 0.082
| 0.528 | 0 | 0.067 | 0 | 0.084 | 0 | 0.483 | 0 | 0.132
| 0.528 | 0 | 0.133 | 0 | 0.112 | 0 | 0.459 | 0 | 0.192
| 0.528 | 0 | 0.177 | 0 | 0.174 | 0 | 0.403 | 0 | 0.264
| 0.528 | 0 | 0.204 | 0 | 0.183 | 0 | 0.337 | 0 | 0.251
| 0.528 | 0 | 0.236 | 0 | 0.158 | 0 | 0.259 | 0 | 0.154
| 0.528 | 0 | 0.277 | 0 | 0.11 | 0 | 0.171 | 0 | 0.081
| 0.528 | 0 | 0.226 | 0 | 0.063 | 0 | 0.087 | 0 | 0.048
| 0.528 | 0 | 0.177 | 0 | 0.047 | 0 | 0.026 | 0 | 0.038
| 0.528 | 0 | 0.125 | 0 | 0.041 | 0 | 0.005 | 0 | 0.039
| 0.528 | 0 | 0.131 | 0 | 0.055 | 0 | 0 | 0 | 0.048
| 0.528 | 0 | 0.109 | 0 | 0.064 | 0 | 0 | 0 | 0.061
| 0.528 | 0 | 0.09 | 0 | 0.068 | 0 | 0 | 0 | 0.085
| 0.528 | 0 | 0.08 | 0 | 0.073 | 0 | 0 | 0 | 0.096
| 0.528 | 0.015 | 0.062 | 0.006 | 0.084 | 0 | 0 | 0 | 0.119
| 0.528 | 0.09 | 0.05 | 0.057 | 0.106 | 0.048 | 0 | 0.04 | 0.093
| 0.528 | 0.324 | 0.038 | 0.112 | 0.113 | 0.224 | 0 | 0.11 | 0.058
| 0.528 | 0.521 | 0.037 | 0.159 | 0.141 | 0.414 | 0.003 | 0.155 | 0.051
| 0.528 | 0.599 | 0.055 | 0.27 | 0.189 | 0.552 | 0.013 | 0.152 | 0.066
| 0.528 | 0.605 | 0.078 | 0.235 | 0.207 | 0.625 | 0.02 | 0.169 | 0.08
| 0.528 | 0.568 | 0.106 | 0.245 | 0.203 | 0.624 | 0.021 | 0.157 | 0.07
| 0.528 | 0.473 | 0.118 | 0.182 | 0.181 | 0.565 | 0.022 | 0.1 | 0.058
| 0.528 | 0.313 | 0.087 | 0.108 | 0.162 | 0.429 | 0.024 | 0.058 | 0.04
| 0.528 | 0.105 | 0.045 | 0.038 | 0.118 | 0.202 | 0.017 | 0.022 | 0.03
| 0.528 | 0 | 0.022 | 0 | 0.099 | 0.043 | 0.028 | 0.001 | 0.047
| 0.528 | 0 | 0.012 | 0 | 0.081 | 0 | 0.034 | 0 | 0.064
| 0.528 | 0 | 0.004 | 0 | 0.063 | 0 | 0.042 | 0 | 0.082
| 0.528 | 0 | 0 | 0 | 0.051 | 0 | 0.052 | 0 | 0.086
| 0.528 | 0 | 0 | 0 | 0.03 | 0 | 0.071 | 0 | 0.084
| 0.528 | 0 | 0.008 | 0 | 0.02 | 0 | 0.078 | 0 | 0.067
| 0.528 | 0 | 0.028 | 0 | 0.018 | 0 | 0.071 | 0 | 0.045
| 0.528 | 0 | 0.029 | 0 | 0.014 | 0 | 0.061 | 0 | 0.041
| 0.528 | 0 | 0.044 | 0 | 0.006 | 0 | 0.058 | 0 | 0.042
| 0.528 | 0 | 0.09 | 0 | 0.004 | 0 | 0.063 | 0 | 0.043
| 0.528 | 0 | 0.09 | 0 | 0.002 | 0 | 0.072 | 0 | 0.045
| 0.528 | 0 | 0.088 | 0 | 0.001 | 0 | 0.078 | 0 | 0.048
| 0.528 | 0 | 0.095 | 0 | 0.001 | 0 | 0.079 | 0 | 0.051
| 0.528 | 0 | 0.093 | 0 | 0 | 0 | 0.078 | 0 | 0.05
| 0.528 | 0.011 | 0.105 | 0.023 | 0 | 0 | 0.08 | 0 | 0.054
| 0.528 | 0.062 | 0.116 | 0.158 | 0 | 0.037 | 0.077 | 0.02 | 0.049
| 0.528 | 0.125 | 0.119 | 0.322 | 0 | 0.142 | 0.083 | 0.069 | 0.046
| 0.528 | 0.165 | 0.118 | 0.332 | 0 | 0.176 | 0.096 | 0.132 | 0.07
| 0.528 | 0.22 | 0.118 | 0.346 | 0 | 0.2 | 0.107 | 0.2 | 0.086
| 0.528 | 0.237 | 0.111 | 0.363 | 0 | 0.143 | 0.098 | 0.238 | 0.098
| 0.528 | 0.209 | 0.118 | 0.327 | 0.001 | 0.109 | 0.084 | 0.228 | 0.088
| 0.528 | 0.186 | 0.126 | 0.277 | 0.003 | 0.085 | 0.073 | 0.166 | 0.064
| 0.528 | 0.106 | 0.123 | 0.155 | 0.007 | 0.067 | 0.05 | 0.102 | 0.037
| 0.528 | 0.028 | 0.093 | 0.048 | 0.014 | 0.045 | 0.037 | 0.045 | 0.031
| 0.528 | 0 | 0.104 | 0 | 0.041 | 0.006 | 0.05 | 0.003 | 0.043
| 0.528 | 0 | 0.097 | 0 | 0.059 | 0 | 0.062 | 0 | 0.054
| 0.528 | 0 | 0.08 | 0 | 0.071 | 0 | 0.059 | 0 | 0.054
| 0.528 | 0 | 0.086 | 0 | 0.08 | 0 | 0.046 | 0 | 0.046
| 0.528 | 0 | 0.071 | 0 | 0.08 | 0 | 0.036 | 0 | 0.037
| 0.528 | 0 | 0.047 | 0 | 0.051 | 0 | 0.028 | 0 | 0.027
| 0.528 | 0 | 0.025 | 0 | 0.045 | 0 | 0.023 | 0 | 0.029
| 0.528 | 0 | 0.009 | 0 | 0.049 | 0 | 0.021 | 0 | 0.023
| 0.528 | 0 | 0.002 | 0 | 0.052 | 0 | 0.022 | 0 | 0.023
| 0.528 | 0 | 0.001 | 0 | 0.062 | 0 | 0.022 | 0 | 0.027
| 0.528 | 0 | 0.002 | 0 | 0.083 | 0 | 0.021 | 0 | 0.04
| 0.528 | 0 | 0.017 | 0 | 0.1 | 0 | 0.019 | 0 | 0.061
| 0.528 | 0 | 0.038 | 0 | 0.099 | 0 | 0.017 | 0 | 0.069
| 0.528 | 0 | 0.054 | 0 | 0.091 | 0 | 0.016 | 0 | 0.076
| 0.528 | 0.011 | 0.058 | 0.009 | 0.068 | 0 | 0.015 | 0 | 0.067
| 0.528 | 0.061 | 0.011 | 0.107 | 0.073 | 0.008 | 0.013 | 0.015 | 0.069
| 0.528 | 0.111 | 0.011 | 0.294 | 0.048 | 0.045 | 0.01 | 0.056 | 0.049
| 0.528 | 0.158 | 0.035 | 0.413 | 0.011 | 0.108 | 0.014 | 0.1 | 0.025
| 0.528 | 0.187 | 0.055 | 0.488 | 0.003 | 0.21 | 0.024 | 0.13 | 0.024
| 0.528 | 0.169 | 0.071 | 0.548 | 0.003 | 0.384 | 0.037 | 0.141 | 0.021
| 0.528 | 0.159 | 0.111 | 0.482 | 0.007 | 0.459 | 0.041 | 0.139 | 0.011
| 0.528 | 0.09 | 0.127 | 0.2 | 0.024 | 0.426 | 0.043 | 0.126 | 0.006
| 0.528 | 0.046 | 0.185 | 0.06 | 0.072 | 0.23 | 0.035 | 0.09 | 0.004
| 0.528 | 0.013 | 0.302 | 0.01 | 0.122 | 0.103 | 0.025 | 0.042 | 0.003
| 0.528 | 0 | 0.343 | 0 | 0.118 | 0.015 | 0.024 | 0.002 | 0.006
| 0.528 | 0 | 0.332 | 0 | 0.051 | 0 | 0.023 | 0 | 0.011
| 0.528 | 0 | 0.329 | 0 | 0.028 | 0 | 0.025 | 0 | 0.017
| 0.528 | 0 | 0.32 | 0 | 0.013 | 0 | 0.026 | 0 | 0.022
| 0.528 | 0 | 0.258 | 0 | 0.003 | 0 | 0.032 | 0 | 0.027
| 0.528 | 0 | 0.227 | 0 | 0 | 0 | 0.035 | 0 | 0.032
| 0.528 | 0 | 0.193 | 0 | 0 | 0 | 0.032 | 0 | 0.037
| 0.528 | 0 | 0.146 | 0 | 0 | 0 | 0.021 | 0 | 0.055
| 0.528 | 0 | 0.125 | 0 | 0 | 0 | 0.017 | 0 | 0.051
| 0.528 | 0 | 0.117 | 0 | 0 | 0 | 0.016 | 0 | 0.052
| 0.528 | 0 | 0.119 | 0 | 0 | 0 | 0.016 | 0 | 0.053
| 0.528 | 0 | 0.125 | 0 | 0 | 0 | 0.017 | 0 | 0.058
| 0.528 | 0 | 0.137 | 0 | 0 | 0 | 0.022 | 0 | 0.058
| 0.528 | 0 | 0.141 | 0 | 0 | 0 | 0.028 | 0 | 0.052
| 0.528 | 0 | 0.126 | 0 | 0 | 0 | 0.031 | 0 | 0.047
| 0.528 | 0.012 | 0.084 | 0.01 | 0 | 0.032 | 0.046 | 0.007 | 0.044
| 0.528 | 0.025 | 0.097 | 0.027 | 0.002 | 0.184 | 0.072 | 0.03 | 0.04
| 0.528 | 0.04 | 0.137 | 0.044 | 0.009 | 0.371 | 0.101 | 0.056 | 0.038
| 0.528 | 0.046 | 0.206 | 0.053 | 0.016 | 0.5 | 0.107 | 0.078 | 0.04
| 0.528 | 0.048 | 0.296 | 0.051 | 0.019 | 0.62 | 0.112 | 0.087 | 0.042
| 0.528 | 0.047 | 0.329 | 0.044 | 0.016 | 0.586 | 0.133 | 0.078 | 0.043
| 0.528 | 0.045 | 0.323 | 0.034 | 0.012 | 0.51 | 0.147 | 0.063 | 0.05
| 0.528 | 0.027 | 0.32 | 0.018 | 0.009 | 0.344 | 0.145 | 0.045 | 0.05
| 0.528 | 0.007 | 0.341 | 0.003 | 0.014 | 0.166 | 0.168 | 0.021 | 0.049
| 0.528 | 0 | 0.379 | 0 | 0.029 | 0.022 | 0.221 | 0 | 0.053
| 0.528 | 0 | 0.38 | 0 | 0.028 | 0 | 0.21 | 0 | 0.049
| 0.528 | 0 | 0.367 | 0 | 0.029 | 0 | 0.181 | 0 | 0.041
| 0.528 | 0 | 0.324 | 0 | 0.027 | 0 | 0.15 | 0 | 0.059
| 0.528 | 0 | 0.281 | 0 | 0.019 | 0 | 0.117 | 0 | 0.057
| 0.528 | 0 | 0.234 | 0 | 0.016 | 0 | 0.082 | 0 | 0.046
| 0.528 | 0 | 0.202 | 0 | 0.011 | 0 | 0.072 | 0 | 0.043
| 0.528 | 0 | 0.231 | 0 | 0.007 | 0 | 0.064 | 0 | 0.057
| 0.528 | 0 | 0.289 | 0 | 0.005 | 0 | 0.054 | 0 | 0.07
| 0.528 | 0 | 0.385 | 0 | 0.003 | 0 | 0.035 | 0 | 0.08
| 0.528 | 0 | 0.457 | 0 | 0.001 | 0 | 0.02 | 0 | 0.076
| 0.528 | 0 | 0.525 | 0 | 0 | 0 | 0.011 | 0 | 0.067
| 0.528 | 0 | 0.591 | 0 | 0 | 0 | 0.004 | 0 | 0.059
| 0.528 | 0 | 0.552 | 0 | 0 | 0 | 0.001 | 0 | 0.05
| 0.528 | 0.004 | 0.519 | 0.001 | 0 | 0 | 0.001 | 0 | 0.042
| 0.528 | 0.044 | 0.494 | 0.04 | 0 | 0.008 | 0.005 | 0.03 | 0.032
| 0.528 | 0.106 | 0.481 | 0.118 | 0 | 0.059 | 0.016 | 0.093 | 0.033
| 0.528 | 0.207 | 0.524 | 0.183 | 0 | 0.18 | 0.022 | 0.132 | 0.059
| 0.528 | 0.37 | 0.538 | 0.237 | 0.002 | 0.314 | 0.035 | 0.098 | 0.095
| 0.528 | 0.541 | 0.461 | 0.286 | 0.005 | 0.343 | 0.067 | 0.079 | 0.163
| 0.528 | 0.534 | 0.374 | 0.271 | 0.004 | 0.33 | 0.076 | 0.081 | 0.224
| 0.528 | 0.444 | 0.286 | 0.221 | 0.003 | 0.264 | 0.037 | 0.08 | 0.218
| 0.528 | 0.274 | 0.184 | 0.151 | 0.006 | 0.111 | 0.056 | 0.043 | 0.182
| 0.528 | 0.121 | 0.193 | 0.044 | 0.025 | 0.038 | 0.089 | 0.017 | 0.14
| 0.528 | 0 | 0.193 | 0 | 0.044 | 0 | 0.087 | 0 | 0.14
| 0.528 | 0 | 0.235 | 0 | 0.021 | 0 | 0.08 | 0 | 0.086
| 0.528 | 0 | 0.302 | 0 | 0.029 | 0 | 0.075 | 0 | 0.062
| 0.528 | 0 | 0.484 | 0 | 0.049 | 0 | 0.058 | 0 | 0.052
| 0.528 | 0 | 0.601 | 0 | 0.045 | 0 | 0.048 | 0 | 0.041
| 0.528 | 0 | 0.356 | 0 | 0.038 | 0 | 0.045 | 0 | 0.05
| 0.528 | 0 | 0.332 | 0 | 0.02 | 0 | 0.045 | 0 | 0.038
| 0.528 | 0 | 0.274 | 0 | 0.009 | 0 | 0.051 | 0 | 0.02
| 0.528 | 0 | 0.278 | 0 | 0.024 | 0 | 0.069 | 0 | 0.037
| 0.528 | 0 | 0.283 | 0 | 0.002 | 0 | 0.066 | 0 | 0.045
| 0.528 | 0 | 0.266 | 0 | 0 | 0 | 0.141 | 0 | 0.063
| 0.528 | 0 | 0.28 | 0 | 0 | 0 | 0.092 | 0 | 0.078
| 0.528 | 0 | 0.252 | 0 | 0 | 0 | 0.049 | 0 | 0.089
| 0.528 | 0 | 0.25 | 0 | 0 | 0 | 0.045 | 0 | 0.104
| 0.528 | 0.003 | 0.235 | 0.001 | 0 | 0 | 0.041 | 0 | 0.132
| 0.528 | 0.025 | 0.172 | 0.039 | 0.001 | 0.007 | 0.044 | 0.021 | 0.251
| 0.528 | 0.079 | 0.147 | 0.086 | 0.002 | 0.057 | 0.047 | 0.045 | 0.371
| 0.528 | 0.285 | 0.305 | 0.114 | 0.002 | 0.09 | 0.043 | 0.069 | 0.505
| 0.528 | 0.536 | 0.448 | 0.158 | 0.009 | 0.08 | 0.067 | 0.089 | 0.654
| 0.528 | 0.562 | 0.464 | 0.187 | 0.031 | 0.065 | 0.11 | 0.15 | 0.733
| 0.528 | 0.408 | 0.466 | 0.158 | 0.042 | 0.057 | 0.135 | 0.158 | 0.706
| 0.528 | 0.266 | 0.469 | 0.085 | 0.035 | 0.046 | 0.175 | 0.105 | 0.611
| 0.528 | 0.206 | 0.476 | 0.025 | 0.031 | 0.029 | 0.163 | 0.061 | 0.511
| 0.528 | 0.072 | 0.563 | 0.002 | 0.047 | 0.013 | 0.161 | 0.025 | 0.432
| 0.528 | 0 | 0.675 | 0 | 0.062 | 0 | 0.166 | 0 | 0.344
| 0.528 | 0 | 0.707 | 0 | 0.029 | 0 | 0.169 | 0 | 0.286
| 0.528 | 0 | 0.722 | 0 | 0.02 | 0 | 0.165 | 0 | 0.249
| 0.528 | 0 | 0.657 | 0 | 0.026 | 0 | 0.172 | 0 | 0.213
| 0.528 | 0 | 0.568 | 0 | 0.008 | 0 | 0.201 | 0 | 0.148
| 0.528 | 0 | 0.434 | 0 | 0.007 | 0 | 0.202 | 0 | 0.101
| 0.528 | 0 | 0.329 | 0 | 0.005 | 0 | 0.189 | 0 | 0.074
| 0.528 | 0 | 0.27 | 0 | 0.008 | 0 | 0.16 | 0 | 0.076
| 0.528 | 0 | 0.249 | 0 | 0.026 | 0 | 0.107 | 0 | 0.063
| 0.528 | 0 | 0.238 | 0 | 0.024 | 0 | 0.074 | 0 | 0.053
| 0.528 | 0 | 0.209 | 0 | 0.029 | 0 | 0.05 | 0 | 0.059
| 0.528 | 0 | 0.227 | 0 | 0.034 | 0 | 0.056 | 0 | 0.051
| 0.528 | 0 | 0.249 | 0 | 0.026 | 0 | 0.048 | 0 | 0.052
| 0.528 | 0 | 0.235 | 0 | 0.027 | 0 | 0.045 | 0 | 0.067
| 0.528 | 0.005 | 0.191 | 0.001 | 0.032 | 0 | 0.055 | 0 | 0.094
| 0.528 | 0.065 | 0.127 | 0.036 | 0.029 | 0.007 | 0.053 | 0.006 | 0.113
| 0.528 | 0.168 | 0.095 | 0.087 | 0.014 | 0.029 | 0.035 | 0.037 | 0.099
| 0.528 | 0.335 | 0.186 | 0.158 | 0.007 | 0.047 | 0.019 | 0.068 | 0.059
| 0.528 | 0.447 | 0.284 | 0.201 | 0.004 | 0.073 | 0.014 | 0.073 | 0.041
| 0.528 | 0.448 | 0.328 | 0.224 | 0.002 | 0.144 | 0.022 | 0.078 | 0.021
| 0.528 | 0.382 | 0.32 | 0.2 | 0.001 | 0.251 | 0.042 | 0.08 | 0.01
| 0.528 | 0.281 | 0.282 | 0.14 | 0.002 | 0.198 | 0.06 | 0.05 | 0.003
| 0.528 | 0.143 | 0.144 | 0.062 | 0.011 | 0.11 | 0.073 | 0.031 | 0.001
| 0.528 | 0.035 | 0.155 | 0.008 | 0.049 | 0.058 | 0.076 | 0.01 | 0.001
| 0.528 | 0 | 0.252 | 0 | 0.105 | 0.005 | 0.101 | 0 | 0.001
| 0.528 | 0 | 0.262 | 0 | 0.12 | 0 | 0.096 | 0 | 0.001
| 0.528 | 0 | 0.214 | 0 | 0.098 | 0 | 0.077 | 0 | 0.001
| 0.528 | 0 | 0.21 | 0 | 0.077 | 0 | 0.061 | 0 | 0.005
| 0.528 | 0 | 0.161 | 0 | 0.065 | 0 | 0.043 | 0 | 0.008
| 0.528 | 0 | 0.118 | 0 | 0.048 | 0 | 0.032 | 0 | 0.009
| 0.528 | 0 | 0.095 | 0 | 0.041 | 0 | 0.028 | 0 | 0.008
| 0.528 | 0 | 0.087 | 0 | 0.032 | 0 | 0.024 | 0 | 0.011
| 0.528 | 0 | 0.089 | 0 | 0.022 | 0 | 0.016 | 0 | 0.015
| 0.528 | 0 | 0.094 | 0 | 0.031 | 0 | 0.011 | 0 | 0.019
| 0.528 | 0 | 0.096 | 0 | 0.03 | 0 | 0.008 | 0 | 0.033
| 0.528 | 0 | 0.101 | 0 | 0.024 | 0 | 0.006 | 0 | 0.052
| 0.528 | 0 | 0.09 | 0 | 0.018 | 0 | 0.006 | 0 | 0.059
| 0.528 | 0 | 0.084 | 0 | 0.009 | 0 | 0.008 | 0 | 0.071
| 0.528 | 0.001 | 0.068 | 0.001 | 0.005 | 0 | 0.014 | 0 | 0.086
| 0.528 | 0.021 | 0.071 | 0.053 | 0.007 | 0.011 | 0.02 | 0.009 | 0.103
| 0.528 | 0.056 | 0.059 | 0.142 | 0.003 | 0.083 | 0.027 | 0.041 | 0.092
| 0.528 | 0.096 | 0.068 | 0.213 | 0 | 0.139 | 0.03 | 0.066 | 0.085
| 0.528 | 0.119 | 0.114 | 0.25 | 0 | 0.195 | 0.039 | 0.096 | 0.223
| 0.528 | 0.129 | 0.17 | 0.24 | 0 | 0.287 | 0.082 | 0.122 | 0.25
| 0.528 | 0.121 | 0.19 | 0.223 | 0 | 0.38 | 0.101 | 0.111 | 0.255
| 0.528 | 0.149 | 0.241 | 0.182 | 0 | 0.225 | 0.095 | 0.07 | 0.274
| 0.528 | 0.085 | 0.244 | 0.108 | 0.003 | 0.103 | 0.089 | 0.037 | 0.22
| 0.528 | 0.009 | 0.27 | 0.019 | 0.054 | 0.025 | 0.078 | 0.01 | 0.191
| 0.528 | 0 | 0.258 | 0 | 0.123 | 0 | 0.087 | 0 | 0.197
| 0.528 | 0 | 0.172 | 0 | 0.137 | 0 | 0.085 | 0 | 0.163
| 0.528 | 0 | 0.133 | 0 | 0.073 | 0 | 0.086 | 0 | 0.141
| 0.528 | 0 | 0.149 | 0 | 0.015 | 0 | 0.088 | 0 | 0.123
| 0.528 | 0 | 0.147 | 0 | 0.005 | 0 | 0.092 | 0 | 0.118
| 0.528 | 0 | 0.198 | 0 | 0.005 | 0 | 0.076 | 0 | 0.104
| 0.528 | 0 | 0.133 | 0 | 0.004 | 0 | 0.054 | 0 | 0.088
| 0.528 | 0 | 0.1 | 0 | 0.001 | 0 | 0.039 | 0 | 0.094
| 0.528 | 0 | 0.043 | 0 | 0.006 | 0 | 0.039 | 0 | 0.089
| 0.528 | 0 | 0.034 | 0 | 0.006 | 0 | 0.042 | 0 | 0.08
| 0.528 | 0 | 0.019 | 0 | 0.009 | 0 | 0.045 | 0 | 0.072
| 0.528 | 0 | 0.009 | 0 | 0.008 | 0 | 0.053 | 0 | 0.064
| 0.528 | 0 | 0.016 | 0 | 0.008 | 0 | 0.063 | 0 | 0.064
| 0.528 | 0 | 0.013 | 0 | 0.015 | 0 | 0.075 | 0 | 0.055
| 0.528 | 0 | 0.008 | 0 | 0.022 | 0 | 0.084 | 0 | 0.034
| 0.528 | 0.022 | 0.008 | 0.009 | 0.027 | 0.004 | 0.085 | 0.019 | 0.02
| 0.528 | 0.061 | 0.022 | 0.021 | 0.041 | 0.043 | 0.073 | 0.081 | 0.011
| 0.528 | 0.101 | 0.063 | 0.038 | 0.068 | 0.079 | 0.065 | 0.147 | 0.008
| 0.528 | 0.123 | 0.094 | 0.055 | 0.103 | 0.096 | 0.069 | 0.213 | 0.019
| 0.528 | 0.137 | 0.089 | 0.065 | 0.122 | 0.101 | 0.058 | 0.26 | 0.026
| 0.528 | 0.123 | 0.056 | 0.069 | 0.134 | 0.106 | 0.049 | 0.242 | 0.021
| 0.528 | 0.097 | 0.023 | 0.064 | 0.143 | 0.106 | 0.042 | 0.173 | 0.015
| 0.528 | 0.081 | 0.017 | 0.035 | 0.118 | 0.087 | 0.029 | 0.111 | 0.013
| 0.528 | 0.023 | 0.057 | 0.006 | 0.072 | 0.044 | 0.021 | 0.047 | 0.024
| 0.528 | 0 | 0.11 | 0 | 0.051 | 0.002 | 0.016 | 0 | 0.044
| 0.528 | 0 | 0.084 | 0 | 0.042 | 0 | 0.013 | 0 | 0.049
| 0.528 | 0 | 0.024 | 0 | 0.039 | 0 | 0.008 | 0 | 0.051
| 0.528 | 0 | 0.001 | 0 | 0.03 | 0 | 0.004 | 0 | 0.053
| 0.528 | 0 | 0 | 0 | 0.015 | 0 | 0.002 | 0 | 0.053
| 0.528 | 0 | 0.001 | 0 | 0.005 | 0 | 0.002 | 0 | 0.046
| 0.528 | 0 | 0.016 | 0 | 0.001 | 0 | 0.001 | 0 | 0.035
| 0.528 | 0 | 0.047 | 0 | 0 | 0 | 0.002 | 0 | 0.024
| 0.528 | 0 | 0.035 | 0 | 0 | 0 | 0.002 | 0 | 0.022
| 0.528 | 0 | 0.031 | 0 | 0 | 0 | 0.003 | 0 | 0.014
| 0.528 | 0 | 0.045 | 0 | 0 | 0 | 0.004 | 0 | 0.007
| 0.528 | 0 | 0.058 | 0 | 0 | 0 | 0.005 | 0 | 0.002
| 0.528 | 0 | 0.064 | 0 | 0 | 0 | 0.006 | 0 | 0
| 0.528 | 0 | 0.059 | 0 | 0 | 0 | 0.006 | 0 | 0
| 0.528 | 0 | 0.048 | 0.006 | 0 | 0 | 0.006 | 0 | 0.001
| 0.528 | 0.009 | 0.044 | 0.116 | 0 | 0.006 | 0.006 | 0.004 | 0.002
| 0.528 | 0.027 | 0.02 | 0.305 | 0.001 | 0.072 | 0.005 | 0.024 | 0.001
| 0.528 | 0.043 | 0.003 | 0.33 | 0.003 | 0.185 | 0.002 | 0.058 | 0
| 0.528 | 0.055 | 0 | 0.259 | 0.001 | 0.297 | 0 | 0.111 | 0
| 0.528 | 0.058 | 0.002 | 0.188 | 0 | 0.36 | 0 | 0.152 | 0.002
| 0.528 | 0.052 | 0.004 | 0.141 | 0 | 0.402 | 0 | 0.153 | 0.001
| 0.528 | 0.042 | 0.005 | 0.11 | 0 | 0.377 | 0 | 0.133 | 0
| 0.528 | 0.022 | 0.004 | 0.069 | 0 | 0.269 | 0 | 0.098 | 0
| 0.528 | 0.004 | 0.01 | 0.014 | 0 | 0.11 | 0 | 0.054 | 0
| 0.528 | 0 | 0.024 | 0 | 0 | 0.003 | 0 | 0.001 | 0
| 0.528 | 0 | 0.058 | 0 | 0 | 0 | 0 | 0 | 0
| 0.528 | 0 | 0.089 | 0 | 0 | 0 | 0 | 0 | 0
| 0.528 | 0 | 0.133 | 0 | 0 | 0 | 0 | 0 | 0
| 0.528 | 0 | 0.127 | 0 | 0 | 0 | 0 | 0 | 0
| 0.528 | 0 | 0.155 | 0 | 0.003 | 0 | 0 | 0 | 0
| 0.528 | 0 | 0.171 | 0 | 0.009 | 0 | 0 | 0 | 0
| 0.528 | 0 | 0.195 | 0 | 0.019 | 0 | 0.001 | 0 | 0
| 0.528 | 0 | 0.22 | 0 | 0.028 | 0 | 0.002 | 0 | 0
| 0.528 | 0 | 0.248 | 0 | 0.04 | 0 | 0.003 | 0 | 0
| 0.528 | 0 | 0.265 | 0 | 0.048 | 0 | 0.004 | 0 | 0
| 0.528 | 0 | 0.278 | 0 | 0.041 | 0 | 0.004 | 0 | 0
| 0.528 | 0 | 0.27 | 0 | 0.032 | 0 | 0.004 | 0 | 0.001
| 0.528 | 0 | 0.263 | 0 | 0.02 | 0 | 0.004 | 0 | 0.003
| 0.528 | 0.003 | 0.251 | 0 | 0.025 | 0 | 0.007 | 0 | 0.006
| 0.528 | 0.044 | 0.244 | 0.033 | 0.024 | 0.005 | 0.009 | 0.01 | 0.008
| 0.528 | 0.104 | 0.265 | 0.087 | 0.02 | 0.076 | 0.011 | 0.04 | 0.008
| 0.528 | 0.236 | 0.317 | 0.133 | 0.014 | 0.177 | 0.012 | 0.082 | 0.009
| 0.528 | 0.387 | 0.367 | 0.154 | 0.037 | 0.283 | 0.008 | 0.148 | 0.011
| 0.528 | 0.501 | 0.37 | 0.157 | 0.054 | 0.345 | 0.018 | 0.194 | 0.014
| 0.528 | 0.523 | 0.351 | 0.163 | 0.04 | 0.347 | 0.019 | 0.187 | 0.012
| 0.528 | 0.352 | 0.291 | 0.197 | 0.025 | 0.296 | 0.017 | 0.142 | 0.011
| 0.528 | 0.208 | 0.243 | 0.16 | 0.012 | 0.223 | 0.011 | 0.089 | 0.012
| 0.528 | 0.036 | 0.254 | 0.045 | 0.057 | 0.102 | 0.009 | 0.038 | 0.019
| 0.528 | 0 | 0.29 | 0 | 0.16 | 0.003 | 0.008 | 0 | 0.02
| 0.528 | 0 | 0.261 | 0 | 0.27 | 0 | 0.005 | 0 | 0.021
| 0.528 | 0 | 0.195 | 0 | 0.321 | 0 | 0.002 | 0 | 0.02
| 0.528 | 0 | 0.127 | 0 | 0.36 | 0 | 0.001 | 0 | 0.02
| 0.528 | 0 | 0.074 | 0 | 0.371 | 0 | 0.001 | 0 | 0.025
| 0.528 | 0 | 0.04 | 0 | 0.359 | 0 | 0.001 | 0 | 0.026
| 0.528 | 0 | 0.016 | 0 | 0.332 | 0 | 0.001 | 0 | 0.026
| 0.528 | 0 | 0.009 | 0 | 0.3 | 0 | 0 | 0 | 0.027
| 0.528 | 0 | 0.002 | 0 | 0.269 | 0 | 0 | 0 | 0.028
| 0.528 | 0 | 0 | 0 | 0.254 | 0 | 0 | 0 | 0.03
| 0.528 | 0 | 0 | 0 | 0.251 | 0 | 0.001 | 0 | 0.03
| 0.528 | 0 | 0 | 0 | 0.224 | 0 | 0.001 | 0 | 0.033
| 0.528 | 0 | 0 | 0 | 0.175 | 0 | 0 | 0 | 0.032
| 0.528 | 0 | 0.003 | 0 | 0.122 | 0 | 0.001 | 0 | 0.036
| 0.528 | 0.002 | 0.012 | 0.005 | 0.083 | 0 | 0 | 0 | 0.039
| 0.528 | 0.032 | 0.023 | 0.143 | 0.028 | 0.007 | 0 | 0.035 | 0.046
| 0.528 | 0.058 | 0.035 | 0.358 | 0.004 | 0.078 | 0 | 0.184 | 0.049
| 0.528 | 0.066 | 0.056 | 0.505 | 0.001 | 0.183 | 0 | 0.427 | 0.053
| 0.528 | 0.069 | 0.101 | 0.58 | 0.001 | 0.28 | 0 | 0.574 | 0.054
| 0.528 | 0.067 | 0.161 | 0.591 | 0.007 | 0.327 | 0 | 0.622 | 0.055
| 0.528 | 0.055 | 0.235 | 0.531 | 0.023 | 0.332 | 0 | 0.607 | 0.052
| 0.528 | 0.036 | 0.29 | 0.403 | 0.045 | 0.279 | 0.001 | 0.523 | 0.042
| 0.528 | 0.015 | 0.305 | 0.227 | 0.082 | 0.203 | 0.001 | 0.376 | 0.027
| 0.528 | 0 | 0.312 | 0.021 | 0.162 | 0.083 | 0.002 | 0.184 | 0.03
| 0.528 | 0 | 0.317 | 0 | 0.182 | 0.001 | 0.004 | 0.002 | 0.036
| 0.528 | 0 | 0.374 | 0 | 0.111 | 0 | 0.003 | 0 | 0.032
| 0.528 | 0 | 0.408 | 0 | 0.07 | 0 | 0.002 | 0 | 0.026
| 0.528 | 0 | 0.413 | 0 | 0.053 | 0 | 0.001 | 0 | 0.021
| 0.528 | 0 | 0.418 | 0 | 0.066 | 0 | 0.001 | 0 | 0.018
| 0.528 | 0 | 0.41 | 0 | 0.082 | 0 | 0 | 0 | 0.015
| 0.528 | 0 | 0.386 | 0 | 0.075 | 0 | 0 | 0 | 0.012
| 0.528 | 0 | 0.343 | 0 | 0.063 | 0 | 0 | 0 | 0.01
| 0.528 | 0 | 0.313 | 0 | 0.048 | 0 | 0 | 0 | 0.009
| 0.528 | 0 | 0.291 | 0 | 0.034 | 0 | 0 | 0 | 0.007
| 0.528 | 0 | 0.265 | 0 | 0.025 | 0 | 0 | 0 | 0.006
| 0.528 | 0 | 0.237 | 0 | 0.02 | 0 | 0 | 0 | 0.005
| 0.528 | 0 | 0.215 | 0 | 0.016 | 0 | 0 | 0 | 0.003
| 0.528 | 0 | 0.2 | 0 | 0.01 | 0 | 0.001 | 0 | 0.003
| 0.528 | 0 | 0.181 | 0 | 0.006 | 0 | 0.001 | 0 | 0.003
| 0.528 | 0.014 | 0.141 | 0.04 | 0.002 | 0.004 | 0.002 | 0.081 | 0.004
| 0.528 | 0.048 | 0.119 | 0.154 | 0 | 0.073 | 0.003 | 0.308 | 0.001
| 0.528 | 0.091 | 0.124 | 0.268 | 0 | 0.18 | 0.005 | 0.493 | 0
| 0.528 | 0.136 | 0.121 | 0.352 | 0 | 0.294 | 0.004 | 0.602 | 0
| 0.528 | 0.171 | 0.101 | 0.417 | 0 | 0.351 | 0.007 | 0.642 | 0
| 0.528 | 0.141 | 0.065 | 0.423 | 0 | 0.343 | 0.007 | 0.605 | 0.004
| 0.528 | 0.118 | 0.031 | 0.358 | 0 | 0.268 | 0.006 | 0.423 | 0.003
| 0.528 | 0.069 | 0.007 | 0.214 | 0.003 | 0.171 | 0.005 | 0.206 | 0.001
| 0.528 | 0.014 | 0.003 | 0.028 | 0.022 | 0.059 | 0.007 | 0.059 | 0.001
| 0.528 | 0 | 0.002 | 0 | 0.053 | 0 | 0.01 | 0 | 0.001
| 0.528 | 0 | 0.003 | 0 | 0.058 | 0 | 0.018 | 0 | 0
| 0.528 | 0 | 0.009 | 0 | 0.025 | 0 | 0.025 | 0 | 0.001
| 0.528 | 0 | 0.027 | 0 | 0.005 | 0 | 0.027 | 0 | 0.001
| 0.528 | 0 | 0.056 | 0 | 0.001 | 0 | 0.026 | 0 | 0.001
| 0.528 | 0 | 0.078 | 0 | 0.001 | 0 | 0.024 | 0 | 0.003
| 0.528 | 0 | 0.1 | 0 | 0.001 | 0 | 0.019 | 0 | 0.005
| 0.528 | 0 | 0.117 | 0 | 0.005 | 0 | 0.013 | 0 | 0.007
| 0.528 | 0 | 0.133 | 0 | 0.008 | 0 | 0.003 | 0 | 0.007
| 0.528 | 0 | 0.108 | 0 | 0.009 | 0 | 0 | 0 | 0.008
| 0.528 | 0 | 0.088 | 0 | 0.009 | 0 | 0 | 0 | 0.008
| 0.528 | 0 | 0.094 | 0 | 0.009 | 0 | 0 | 0 | 0.008
| 0.528 | 0 | 0.093 | 0 | 0.008 | 0 | 0.005 | 0 | 0.008
| 0.528 | 0 | 0.079 | 0 | 0.008 | 0 | 0.027 | 0 | 0.007
| 0.528 | 0.003 | 0.064 | 0 | 0.009 | 0 | 0.036 | 0 | 0.009
| 0.528 | 0.064 | 0.059 | 0.041 | 0.005 | 0.001 | 0.033 | 0.005 | 0.011
| 0.528 | 0.159 | 0.04 | 0.132 | 0 | 0.046 | 0.028 | 0.034 | 0.011
| 0.528 | 0.243 | 0.039 | 0.26 | 0 | 0.134 | 0.024 | 0.068 | 0.009
| 0.528 | 0.272 | 0.043 | 0.353 | 0 | 0.253 | 0.019 | 0.093 | 0.011
| 0.528 | 0.219 | 0.045 | 0.387 | 0 | 0.435 | 0.022 | 0.101 | 0.017
| 0.528 | 0.166 | 0.044 | 0.395 | 0 | 0.438 | 0.032 | 0.088 | 0.021
| 0.528 | 0.094 | 0.026 | 0.275 | 0 | 0.357 | 0.043 | 0.068 | 0.018
| 0.528 | 0.047 | 0.024 | 0.096 | 0.003 | 0.235 | 0.046 | 0.039 | 0.019
| 0.528 | 0.008 | 0.04 | 0.007 | 0.019 | 0.09 | 0.057 | 0.011 | 0.03
| 0.528 | 0 | 0.059 | 0 | 0.046 | 0 | 0.069 | 0 | 0.046
| 0.528 | 0 | 0.051 | 0 | 0.038 | 0 | 0.074 | 0 | 0.058
| 0.528 | 0 | 0.029 | 0 | 0.035 | 0 | 0.078 | 0 | 0.071
| 0.528 | 0 | 0.018 | 0 | 0.03 | 0 | 0.083 | 0 | 0.085
| 0.528 | 0 | 0.015 | 0 | 0.019 | 0 | 0.085 | 0 | 0.127
| 0.528 | 0 | 0.015 | 0 | 0.018 | 0 | 0.088 | 0 | 0.145
| 0.528 | 0 | 0.017 | 0 | 0.014 | 0 | 0.094 | 0 | 0.163
| 0.528 | 0 | 0.025 | 0 | 0.005 | 0 | 0.1 | 0 | 0.162
| 0.528 | 0 | 0.039 | 0 | 0.007 | 0 | 0.115 | 0 | 0.148
| 0.528 | 0 | 0.061 | 0 | 0.016 | 0 | 0.144 | 0 | 0.152
| 0.528 | 0 | 0.07 | 0 | 0.027 | 0 | 0.192 | 0 | 0.141
| 0.528 | 0 | 0.074 | 0 | 0.025 | 0 | 0.234 | 0 | 0.132
| 0.528 | 0 | 0.075 | 0 | 0.011 | 0 | 0.262 | 0 | 0.12
| 0.528 | 0 | 0.089 | 0 | 0.004 | 0 | 0.285 | 0 | 0.132
| 0.528 | 0 | 0.085 | 0 | 0.003 | 0 | 0.261 | 0 | 0.172
| 0.528 | 0.02 | 0.067 | 0.015 | 0.002 | 0.008 | 0.255 | 0.005 | 0.154
| 0.528 | 0.056 | 0.058 | 0.049 | 0.001 | 0.118 | 0.209 | 0.037 | 0.144
| 0.528 | 0.099 | 0.076 | 0.078 | 0.001 | 0.2 | 0.171 | 0.069 | 0.138
| 0.528 | 0.15 | 0.083 | 0.099 | 0.003 | 0.198 | 0.139 | 0.075 | 0.134
| 0.528 | 0.18 | 0.107 | 0.109 | 0.011 | 0.167 | 0.133 | 0.075 | 0.099
| 0.528 | 0.134 | 0.122 | 0.103 | 0.027 | 0.123 | 0.112 | 0.075 | 0.087
| 0.528 | 0.052 | 0.111 | 0.081 | 0.042 | 0.083 | 0.098 | 0.062 | 0.085
| 0.528 | 0.014 | 0.116 | 0.034 | 0.039 | 0.043 | 0.089 | 0.037 | 0.08
| 0.528 | 0 | 0.122 | 0.001 | 0.058 | 0.011 | 0.088 | 0.009 | 0.074
| 0.528 | 0 | 0.118 | 0 | 0.073 | 0 | 0.083 | 0 | 0.058
| 0.528 | 0 | 0.118 | 0 | 0.054 | 0 | 0.069 | 0 | 0.054
| 0.528 | 0 | 0.11 | 0 | 0.059 | 0 | 0.063 | 0 | 0.053
| 0.528 | 0 | 0.079 | 0 | 0.072 | 0 | 0.048 | 0 | 0.031
| 0.528 | 0 | 0.045 | 0 | 0.08 | 0 | 0.035 | 0 | 0.02
| 0.528 | 0 | 0.035 | 0 | 0.09 | 0 | 0.023 | 0 | 0.013
| 0.528 | 0 | 0.026 | 0 | 0.084 | 0 | 0.012 | 0 | 0.008
| 0.528 | 0 | 0.013 | 0 | 0.082 | 0 | 0.004 | 0 | 0.01
| 0.528 | 0 | 0.003 | 0 | 0.083 | 0 | 0.003 | 0 | 0.009
| 0.528 | 0 | 0.001 | 0 | 0.089 | 0 | 0.005 | 0 | 0.008
| 0.528 | 0 | 0.001 | 0 | 0.09 | 0 | 0.007 | 0 | 0.008
| 0.528 | 0 | 0.001 | 0 | 0.093 | 0 | 0.009 | 0 | 0.008
| 0.528 | 0 | 0.001 | 0 | 0.095 | 0 | 0.013 | 0 | 0.008
| 0.528 | 0 | 0.001 | 0 | 0.095 | 0 | 0.018 | 0 | 0.009
| 0.528 | 0 | 0.001 | 0 | 0.09 | 0 | 0.024 | 0 | 0.009
| 0.528 | 0.026 | 0.002 | 0.007 | 0.077 | 0.001 | 0.031 | 0.003 | 0.008
| 0.528 | 0.085 | 0.001 | 0.037 | 0.067 | 0.045 | 0.032 | 0.033 | 0.006
| 0.528 | 0.134 | 0 | 0.1 | 0.094 | 0.122 | 0.032 | 0.068 | 0.005
| 0.528 | 0.144 | 0.001 | 0.21 | 0.067 | 0.2 | 0.025 | 0.089 | 0.004
| 0.528 | 0.133 | 0.004 | 0.328 | 0.034 | 0.218 | 0.012 | 0.097 | 0.003
| 0.528 | 0.118 | 0.008 | 0.268 | 0.019 | 0.172 | 0.008 | 0.083 | 0.003
| 0.528 | 0.112 | 0.017 | 0.162 | 0.019 | 0.15 | 0.01 | 0.06 | 0.003
| 0.528 | 0.06 | 0.028 | 0.072 | 0.032 | 0.117 | 0.023 | 0.031 | 0.006
| 0.528 | 0.004 | 0.046 | 0.004 | 0.085 | 0.039 | 0.044 | 0.007 | 0.013
| 0.528 | 0 | 0.057 | 0 | 0.139 | 0 | 0.056 | 0 | 0.023
| 0.528 | 0 | 0.054 | 0 | 0.131 | 0 | 0.058 | 0 | 0.031
| 0.528 | 0 | 0.042 | 0 | 0.068 | 0 | 0.051 | 0 | 0.035
| 0.528 | 0 | 0.041 | 0 | 0.034 | 0 | 0.042 | 0 | 0.052
| 0.528 | 0 | 0.039 | 0 | 0.029 | 0 | 0.036 | 0 | 0.077
| 0.528 | 0 | 0.031 | 0 | 0.031 | 0 | 0.058 | 0 | 0.093
| 0.528 | 0 | 0.025 | 0 | 0.032 | 0 | 0.066 | 0 | 0.102
| 0.528 | 0 | 0.034 | 0 | 0.02 | 0 | 0.07 | 0 | 0.117
| 0.528 | 0 | 0.041 | 0 | 0.012 | 0 | 0.077 | 0 | 0.123
| 0.528 | 0 | 0.064 | 0 | 0.007 | 0 | 0.076 | 0 | 0.133
| 0.528 | 0 | 0.14 | 0 | 0.005 | 0 | 0.086 | 0 | 0.162
| 0.528 | 0 | 0.196 | 0 | 0.007 | 0 | 0.098 | 0 | 0.17
| 0.528 | 0 | 0.254 | 0 | 0.009 | 0 | 0.111 | 0 | 0.261
| 0.528 | 0 | 0.274 | 0 | 0.009 | 0 | 0.122 | 0 | 0.311
| 0.528 | 0 | 0.278 | 0 | 0.006 | 0 | 0.12 | 0 | 0.278
| 0.528 | 0.023 | 0.266 | 0.021 | 0.004 | 0 | 0.101 | 0.002 | 0.212
| 0.528 | 0.082 | 0.22 | 0.06 | 0.008 | 0.022 | 0.09 | 0.023 | 0.18
| 0.528 | 0.193 | 0.171 | 0.12 | 0.025 | 0.062 | 0.068 | 0.039 | 0.159
| 0.528 | 0.231 | 0.156 | 0.141 | 0.061 | 0.085 | 0.052 | 0.051 | 0.131
| 0.528 | 0.18 | 0.134 | 0.153 | 0.122 | 0.08 | 0.042 | 0.072 | 0.077
| 0.528 | 0.067 | 0.119 | 0.17 | 0.182 | 0.057 | 0.033 | 0.089 | 0.041
| 0.528 | 0.034 | 0.106 | 0.11 | 0.235 | 0.038 | 0.031 | 0.089 | 0.059
| 0.528 | 0.016 | 0.072 | 0.027 | 0.328 | 0.022 | 0.021 | 0.059 | 0.054
| 0.528 | 0 | 0.07 | 0 | 0.407 | 0.006 | 0.006 | 0.014 | 0.056
| 0.528 | 0 | 0.071 | 0 | 0.424 | 0 | 0.017 | 0 | 0.088
| 0.528 | 0 | 0.068 | 0 | 0.428 | 0 | 0.049 | 0 | 0.091
| 0.528 | 0 | 0.041 | 0 | 0.386 | 0 | 0.093 | 0 | 0.081
| 0.528 | 0 | 0.039 | 0 | 0.328 | 0 | 0.128 | 0 | 0.052
| 0.528 | 0 | 0.058 | 0 | 0.243 | 0 | 0.13 | 0 | 0.035
| 0.528 | 0 | 0.087 | 0 | 0.135 | 0 | 0.118 | 0 | 0.02
| 0.528 | 0 | 0.155 | 0 | 0.076 | 0 | 0.111 | 0 | 0.014
| 0.528 | 0 | 0.185 | 0 | 0.074 | 0 | 0.113 | 0 | 0.005
| 0.528 | 0 | 0.15 | 0 | 0.101 | 0 | 0.123 | 0 | 0.004
| 0.528 | 0 | 0.131 | 0 | 0.109 | 0 | 0.147 | 0 | 0.005
| 0.528 | 0 | 0.144 | 0 | 0.096 | 0 | 0.144 | 0 | 0.006
| 0.528 | 0 | 0.151 | 0 | 0.076 | 0 | 0.132 | 0 | 0.006
| 0.528 | 0 | 0.169 | 0 | 0.066 | 0 | 0.14 | 0 | 0.006
| 0.528 | 0 | 0.18 | 0 | 0.06 | 0 | 0.137 | 0 | 0.006
| 0.528 | 0 | 0.188 | 0 | 0.065 | 0 | 0.127 | 0 | 0.006
| 0.528 | 0.027 | 0.238 | 0.03 | 0.087 | 0 | 0.113 | 0.015 | 0.006
| 0.528 | 0.095 | 0.212 | 0.229 | 0.049 | 0.039 | 0.092 | 0.118 | 0.006
| 0.528 | 0.155 | 0.176 | 0.409 | 0.011 | 0.105 | 0.084 | 0.258 | 0.008
| 0.528 | 0.187 | 0.161 | 0.503 | 0.012 | 0.141 | 0.059 | 0.346 | 0.01
| 0.528 | 0.206 | 0.174 | 0.523 | 0.008 | 0.145 | 0.069 | 0.405 | 0.013
| 0.528 | 0.193 | 0.156 | 0.476 | 0.004 | 0.127 | 0.079 | 0.342 | 0.013
| 0.528 | 0.11 | 0.156 | 0.364 | 0.008 | 0.096 | 0.078 | 0.265 | 0.01
| 0.528 | 0.047 | 0.156 | 0.196 | 0.068 | 0.056 | 0.089 | 0.12 | 0.009
| 0.528 | 0.002 | 0.175 | 0.01 | 0.195 | 0.015 | 0.103 | 0.027 | 0.011
| 0.528 | 0 | 0.213 | 0 | 0.278 | 0 | 0.112 | 0 | 0.021
| 0.528 | 0 | 0.208 | 0 | 0.158 | 0 | 0.111 | 0 | 0.021
| 0.528 | 0 | 0.233 | 0 | 0.12 | 0 | 0.088 | 0 | 0.037
| 0.528 | 0 | 0.235 | 0 | 0.123 | 0 | 0.078 | 0 | 0.052
| 0.528 | 0 | 0.225 | 0 | 0.131 | 0 | 0.083 | 0 | 0.058
| 0.528 | 0 | 0.194 | 0 | 0.147 | 0 | 0.054 | 0 | 0.069
Note on C5: revins: Node is not compulsory if used in multiple places

## Network nodes
Node ID*
Latitude longitude
XY coordinates
Building ID
Building type
System ID
System type
Note on D8: revins: Creates a duplicate of a system

## Network links
Network link ID*
Start node ID*
End node ID*
Type*
Length
Capacity
Voltage
Electrical resistance
Electrical reactance
Total thermal loss
Total pressure loss
Operating temperature
Note on B7: revins: No value = Unconstrained